## Cov
BILL OF QUANTITIES
IGMH- PROPOSED OFFICE & CEILING WORK
REPUBLIC OF MALDIVES
FEB 2025
f) Concealed ceiling to all other areas should be covered with 90mm tk SCG elephant gypsum board with steel frame, beading, nails and screws, along with required inspection openings.

## SUM_GR FL
IGMH- PROPOSED OFFICE & CEILING WORK
SUMMARY
BILL NO | DESCRIPTION | AMOUNT | CURRENCY
1 | BILL NO: 01 - PRELIMINARIES | 0 | MVR
2 | BILL NO: 02 - PROPOSED OFFICE | 0 | MVR
3 | BILL N0: 03 - GOOD DISPENSING AREA | 0 | MVR
4 | BILL N0: 04 - GOOD STORAGE ROOM | 0 | MVR
5 | BILL N0: 05 - COLD STORAGE | 0 | MVR
6 | BILL N0: 06- FILES MOVING TO HULHUMALE WAREHOUSE | 0 | MVR
SUB TOTAL = |  | 0 | MVR
GST 8% = |  | 0 | MVR
GRAND TOTAL = |  | 0 | MVR
DURATION = |  |  | DAYS
VALIDITY = |  |  | DAYS
f) Concealed ceiling to all other areas should be covered with 90mm tk SCG elephant gypsum board with steel frame, beading, nails and screws, along with required inspection openings.

## GL FL
SL.NO | DESCRIPTION | UNIT | QTY | LABOUR RATE | MATERIAL RATE | TOTAL AMOUNT
BILL NO: 01 - PRELIMINARIES
1.1 | GENERAL
Abbreviations
m - meter
nos - numbers
Cu.m - cubic meter
Sq.m - square meter
Rm - Running meter
Kg - Kilograms
incl - including
mm - millimeter
dia - diameter
SS - Stainless Steel
GI - Galvanized Iron
1.2 | MOBILIZATION
1.2.1 | Rates shall include for: Removal of the existing shelf, removing the paint, clearing the site and removal of the exisitng Network cable. | LS | 1 | 0 | 0 | 0
1.2.2 | Removing Store area and office area ceiling after staffs shift to new office area | LS | 1 | 0 | 0 | 0
1.3 | TERMITE TREATMENT
1.3.1 | Approved termite treatment is recommended as it is an extisting building. | LS | 1 | 0 | 0 | 0
TOTAL OF BILL NO. 01 - PRELIMINARIES | [5 empty] | 0
(CARRIED OVER TO THE GENERAL SUMMARY)
BILL NO: 03
CONCRETE WORKS
3.1 | GENERAL
| a) Mix ratio for reinforced concrete & lean concrete shall be as specified by the structural engineer/as per drawing. | note
| b) Rates for reinforcement shall include for: cleaning, fabrication, placing, the provision for all necessary temporary fixings and supports including tie wire and chair supports, laps and wastage. | note
| c) Rates for reinforcement shall be given in compliance to all structural drawings and technical specifications. | note
| d) Rates includes all necessary curing as per standard and third party testing over the cement, concrete cube and on steel and cube has to be cast for testing as per standard. | note
3.2 | CONCRETE WORKS
LEAN CONCRETE
Note: Quantity is measured to the edges of concrete members. Rates shall be inclusive of any additional concrete required to place the formwork.
3.2.1 | 50mm thick lean concrete under the footing & tie beam with a mix of 1:2:4 | Cu.m | #REF! | 5200 |  | #REF!
REINFORCED CONCRETE (1:2:3)
3.2.2 | Raft - 400mm tk | Cu.m | 14.5204 | 5200 |  | 75505.95
3.2.3 | Foundation beams | Cu.m | 17.7881 | 5200 |  | 92498.12
3.2.4 | Columns | Cu.m | 1.8315 | 5200 |  | 9523.8
3.2.5 | Lift wall | Cu.m | #REF! | 5200 |  | #REF!
3.2.6 | Stair starter | Cu.m | 0.7215 | 5200 |  | 3751.8
3.2.7 | Grade slab - 100mm tk | Cu.m | 15.8774 | 5200 |  | 82562.5216
FORMWORK
3.2.8 | Raft - 400mm tk | item | 1 | 11300 |  | 11300
3.2.9 | Foundation beams | Sq.m | 85.8848 | 320 |  | 27483.136
3.2.10 | Columns | Sq.m | 30.155 | 320 |  | 9649.6
3.2.11 | Lift wall | Sq.m | #REF! | 320 |  | #REF!
3.2.12 | Stair starter | Sq.m | 5.92 | 320 |  | 1894.4
REINFORCEMENT
3.2.13 | Raft - 400mm tk
a) | T12 | Kg | 4445.072 | 29.5 |  | 131129.624
3.2.14 | Foundation beams
a) | T20 | Kg | 0 | 29.5 |  | 0
b) | T16 | Kg | 2525.2879 | 29.5 |  | 74495.9936
c) | T10 | Kg | 0 | 29.5 |  | 0
3.2.15 | Columns
a) | T20 | Kg | 368 | 29.5 |  | 10856
b) | T16 | Kg | 159.2889 | 29.5 |  | 4699.0222
c) | R6 | Kg | 36.2756 | 29.5 |  | 1070.1289
3.2.16 | Lift wall
a) | T12 | Kg | 199.4555 | 29.5 |  | 5883.9363
b) | T10 | Kg | 41.8056 | 29.5 |  | 1233.2639
3.2.17 | Stair starter
a) | T10 | Kg | 42 | 29.5 |  | 1239
3.2.18 | Grade slab - 100mm tk
a) | R6 | Kg | 281.3516 | 29.5 |  | 8299.8719
3.3 | GROUND FLOOR
RCC (1:2:3)
3.3.1 | Columns | Cu.m | 2.97 | 5200 |  | 15444
3.3.2 | Attached beams | Cu.m | 7.0746 | 5200 |  | 36787.712
3.3.3 | Slab | Cu.m | 18.2312 | 5200 |  | 94802.0938
3.3.4 | Lift wall | Cu.m | #REF! | 5200 |  | #REF!
3.3.5 | Staircase | Cu.m | 1.6419 | 5200 |  | 8537.776
FORMWORK
3.3.6 | Columns | Sq.m | 48.9 | 320 |  | 15648
3.3.7 | Attached beams | Sq.m | 88.432 | 320 |  | 28298.24
3.3.8 | Slab | Sq.m | -8.6952 | 320 |  | -2782.4512
3.3.9 | Lift wall | Sq.m | #REF! | 320 |  | #REF!
3.3.10 | Staircase | Sq.m | 12 | 320 |  | 3840
REINFORCEMENT
3.3.11 | Columns
a) | T20 | Kg | 674.6667 | 29.5 |  | 19902.6667
b) | T16 | Kg | 280.3484 | 29.5 |  | 8270.2791
c) | R6 | Kg | 124.7111 | 29.5 |  | 3678.9778
3.3.12 | Attached beams
a) | T16 | Kg | 912 | 29.5 |  | 26904
c) | R6 | Kg | 173 | 29.5 |  | 5103.5
3.3.13 | Slab
a) | T10 | Kg | 2792.2974 | 29.5 |  | 82372.7747
3.3.14 | Lift wall
a) | T12 | Kg | 168.5954 | 29.5 |  | 4973.5639
b) | T10 | Kg | 50.3657 | 29.5 |  | 1485.7894
3.3.15 | Staircase
a) | T10 | Kg | 190 | 29.5 |  | 5605
3.4 | FIRST FLOOR
RCC (1:2:3)
3.4.1 | Columns | Cu.m | #REF! | 5200 |  | #REF!
3.4.2 | Attached beams | Cu.m | #REF! | 5200 |  | #REF!
3.4.3 | Slab | Cu.m | #REF! | 5200 |  | #REF!
3.4.4 | Lift wall | Cu.m | #REF! | 5200 |  | #REF!
3.4.5 | Staircase | Cu.m | #REF! | 5200 |  | #REF!
3.4.6 | Rc wall | Cu.m | #REF! | 5200 |  | #REF!
FORMWORK
3.4.7 | Columns | Sq.m | #REF! | 320 |  | #REF!
3.4.8 | Attached beams | Sq.m | #REF! | 320 |  | #REF!
3.4.9 | Slab | Sq.m | #REF! | 320 |  | #REF!
3.4.10 | Lift wall | Sq.m | #REF! | 320 |  | #REF!
3.4.11 | Staircase | Sq.m | 12 | 320 |  | 3840
3.4.12 | Rc wall | Sq.m | #REF! | 320 |  | #REF!
REINFORCEMENT
3.4.13 | Columns
a) | T20 | Kg | 545.1852 | 29.5 |  | 16082.963
b) | T16 | Kg | 254.8622 | 29.5 |  | 7518.4356
c) | R6 | Kg | 111.3467 | 29.5 |  | 3284.7267
3.4.14 | Attached beams
a) | T16 | Kg | 988.516 | 29.5 |  | 29161.2219
b) | R6 | Kg | 197.8996 | 29.5 |  | 5838.0386
3.4.15 | Slab
a) | T10 | Kg | 2792.2974 | 29.5 |  | 82372.7747
3.4.16 | Lift wall
a) | T12 | Kg | 153.2685 | 29.5 |  | 4521.4217
b) | T10 | Kg | 41.8056 | 29.5 |  | 1233.2639
3.4.17 | Staircase
a) | T10 | Kg | 180 | 29.5 |  | 5310
3.4.18 | Rc wall
a) | T10 | Kg | 32.5486 | 29.5 |  | 960.184
3.5 | SECOND FLOOR
RCC (1:2:3)
3.5.1 | Columns | Cu.m | #REF! | 5200 |  | #REF!
3.5.2 | Attached beams | Cu.m | #REF! | 5200 |  | #REF!
3.5.3 | Slab | Cu.m | #REF! | 5200 |  | #REF!
3.5.4 | Lift wall | Cu.m | #REF! | 5200 |  | #REF!
3.5.5 | Staircase | Cu.m | #REF! | 5200 |  | #REF!
3.5.6 | Rc wall | Cu.m | #REF! | 5200 |  | #REF!
FORMWORK
3.5.7 | Columns | Sq.m | #REF! | 320 |  | #REF!
3.5.8 | Attached beams | Sq.m | #REF! | 320 |  | #REF!
3.5.9 | Slab | Sq.m | #REF! | 320 |  | #REF!
3.5.10 | Lift wall | Sq.m | #REF! | 320 |  | #REF!
3.5.11 | Staircase | Sq.m | 12 | 320 |  | 3840
3.5.12 | Rc wall | Sq.m | #REF! | 320 |  | #REF!
REINFORCEMENT
3.5.13 | Columns
a) | T20 | Kg | 545.1852 | 29.5 |  | 16082.963
b) | T16 | Kg | 254.8622 | 29.5 |  | 7518.4356
c) | R6 | Kg | 111.3467 | 29.5 |  | 3284.7267
3.5.14 | Attached beams
a) | T16 | Kg | 988.516 | 29.5 |  | 29161.2219
b) | R6 | Kg | 197.8996 | 29.5 |  | 5838.0386
3.5.15 | Slab
a) | T10 | Kg | 2792.2974 | 29.5 |  | 82372.7747
3.5.16 | Lift wall
a) | T12 | Kg | 153.2685 | 29.5 |  | 4521.4217
b) | T10 | Kg | 41.8056 | 29.5 |  | 1233.2639
3.5.17 | Staircase
a) | T10 | Kg | 180 | 29.5 |  | 5310
3.5.18 | Rc wall
a) | T10 | Kg | 32.5486 | 29.5 |  | 960.184
3.6 | THIRD FLOOR
RCC (1:2:3)
3.6.1 | Columns | Cu.m | #REF! | 5200 |  | #REF!
3.6.2 | Attached beams | Cu.m | #REF! | 5200 |  | #REF!
3.6.3 | Slab | Cu.m | #REF! | 5200 |  | #REF!
3.6.4 | Lift wall | Cu.m | #REF! | 5200 |  | #REF!
3.6.5 | Staircase | Cu.m | #REF! | 5200 |  | #REF!
3.6.6 | Rc wall | Cu.m | #REF! | 5200 |  | #REF!
FORMWORK
3.6.7 | Columns | Sq.m | #REF! | 320 |  | #REF!
3.6.8 | Attached beams | Sq.m | #REF! | 320 |  | #REF!
3.6.9 | Slab | Sq.m | #REF! | 320 |  | #REF!
3.6.10 | Lift wall | Sq.m | #REF! | 320 |  | #REF!
3.6.11 | Staircase | Sq.m | 12 | 320 |  | 3840
3.6.12 | Rc wall | Sq.m | #REF! | 320 |  | #REF!
REINFORCEMENT
3.6.13 | Columns
a) | T20 | Kg | 545.1852 | 29.5 |  | 16082.963
b) | T16 | Kg | 254.8622 | 29.5 |  | 7518.4356
c) | R6 | Kg | 111.3467 | 29.5 |  | 3284.7267
3.6.14 | Attached beams
a) | T16 | Kg | 988.516 | 29.5 |  | 29161.2219
b) | R6 | Kg | 197.8996 | 29.5 |  | 5838.0386
3.6.15 | Slab
a) | T10 | Kg | 2792.2974 | 29.5 |  | 82372.7747
3.6.16 | Lift wall
a) | T12 | Kg | 153.2685 | 29.5 |  | 4521.4217
b) | T10 | Kg | 41.8056 | 29.5 |  | 1233.2639
3.6.17 | Staircase
a) | T10 | Kg | 180 | 29.5 |  | 5310
3.6.18 | Rc wall
a) | T10 | Kg | 32.5486 | 29.5 |  | 960.184
3.7 | FOURTH FLOOR
RCC (1:2:3)
3.7.1 | Columns | Cu.m | #REF! | 5200 |  | #REF!
3.7.2 | Attached beams | Cu.m | #REF! | 5200 |  | #REF!
3.7.3 | Slab | Cu.m | #REF! | 5200 |  | #REF!
3.7.4 | Lift wall | Cu.m | #REF! | 5200 |  | #REF!
3.7.5 | Staircase | Cu.m | #REF! | 5200 |  | #REF!
3.7.6 | Rc wall | Cu.m | #REF! | 5200 |  | #REF!
FORMWORK
3.7.7 | Columns | Sq.m | #REF! | 320 |  | #REF!
3.7.8 | Attached beams | Sq.m | #REF! | 320 |  | #REF!
3.7.9 | Slab | Sq.m | #REF! | 320 |  | #REF!
3.7.10 | Lift wall | Sq.m | #REF! | 320 |  | #REF!
3.7.11 | Staircase | Sq.m | 12 | 320 |  | 3840
3.7.12 | Rc wall | Sq.m | #REF! | 320 |  | #REF!
REINFORCEMENT
3.7.13 | Columns
a) | T20 | Kg | 545.1852 | 29.5 |  | 16082.963
b) | T16 | Kg | 254.8622 | 29.5 |  | 7518.4356
c) | R6 | Kg | 111.3467 | 29.5 |  | 3284.7267
3.7.14 | Attached beams
a) | T16 | Kg | 988.516 | 29.5 |  | 29161.2219
b) | R6 | Kg | 197.8996 | 29.5 |  | 5838.0386
3.7.15 | Slab
a) | T10 | Kg | 2792.2974 | 29.5 |  | 82372.7747
3.7.16 | Lift wall
a) | T12 | Kg | 153.2685 | 29.5 |  | 4521.4217
b) | T10 | Kg | 41.8056 | 29.5 |  | 1233.2639
3.7.18 | Staircase
a) | T10 | Kg | 180 | 29.5 |  | 5310
3.7.19 | Rc wall
a) | T10 | Kg | 32.5486 | 29.5 |  | 960.184
3.8 | FIFTH FLOOR
RCC (1:2:3)
3.8.1 | Columns | Cu.m | #REF! | 5200 |  | #REF!
3.8.2 | Attached beams | Cu.m | #REF! | 5200 |  | #REF!
3.8.3 | Slab | Cu.m | #REF! | 5200 |  | #REF!
3.8.4 | Lift wall | Cu.m | #REF! | 5200 |  | #REF!
3.8.5 | Staircase | Cu.m | #REF! | 5200 |  | #REF!
3.8.6 | Rc wall | Cu.m | #REF! | 5200 |  | #REF!
FORMWORK
3.8.7 | Columns | Sq.m | #REF! | 320 |  | #REF!
3.8.8 | Attached beams | Sq.m | #REF! | 320 |  | #REF!
3.8.9 | Slab | Sq.m | #REF! | 320 |  | #REF!
3.8.10 | Lift wall | Sq.m | #REF! | 320 |  | #REF!
3.8.11 | Staircase | Sq.m | 12 | 320 |  | 3840
3.8.12 | Rc wall | Sq.m | #REF! | 320 |  | #REF!
REINFORCEMENT
3.8.13 | Columns
a) | T20 | Kg | 545.1852 | 29.5 |  | 16082.963
b) | T16 | Kg | 254.8622 | 29.5 |  | 7518.4356
c) | R6 | Kg | 111.3467 | 29.5 |  | 3284.7267
3.8.14 | Attached beams
a) | T16 | Kg | 988.516 | 29.5 |  | 29161.2219
b) | R6 | Kg | 197.8996 | 29.5 |  | 5838.0386
3.8.15 | Slab
a) | T10 | Kg | 2792.2974 | 29.5 |  | 82372.7747
3.8.16 | Lift wall
a) | T12 | Kg | 153.2685 | 29.5 |  | 4521.4217
b) | T10 | Kg | 41.8056 | 29.5 |  | 1233.2639
3.8.17 | Staircase
a) | T10 | Kg | 180 | 29.5 |  | 5310
3.8.18 | Rc wall
a) | T10 | Kg | 32.5486 | 29.5 |  | 960.184
3.9 | TERRACE & ROOF
RCC (1:2:3)
3.9.1 | Columns | Cu.m | #REF! | 5200 |  | #REF!
3.9.2 | Attached beams | Cu.m | #REF! | 5200 |  | #REF!
3.9.3 | Slab | Cu.m | #REF! | 5200 |  | #REF!
3.9.4 | Lift wall | Cu.m | #REF! | 5200 |  | #REF!
3.9.5 | Rc wall | Cu.m | #REF! | 5200 |  | #REF!
FORMWORK
3.9.6 | Columns | Sq.m | #REF! | 320 |  | #REF!
3.9.7 | Attached beams | Sq.m | #REF! | 320 |  | #REF!
3.9.8 | Slab | Sq.m | #REF! | 320 |  | #REF!
3.9.9 | Lift wall | Sq.m | #REF! | 320 |  | #REF!
3.9.10 | Rc wall | Sq.m | #REF! | 320 |  | #REF!
REINFORCEMENT
3.9.11 | Columns
a) | T20 | Kg | 613.3333 | 29.5 |  | 18093.3333
b) | T16 | Kg | 84.9541 | 29.5 |  | 2506.1452
c) | R6 | Kg | 81.0133 | 29.5 |  | 2389.8933
3.9.12 | Attached beams
a) | T16 | Kg | 69.7247 | 29.5 |  | 2056.8789
b) | R6 | Kg | 17.2089 | 29.5 |  | 507.6622
3.9.13 | Slab
a) | T10 | Kg | 2065.818 | 29.5 |  | 60941.6317
3.9.14 | Lift wall
a) | T12 | Kg | 204.358 | 29.5 |  | 6028.5623
b) | T10 | Kg | 73.4362 | 29.5 |  | 2166.3683
3.9.15 | Rc wall
a) | T10 | Kg | 314.4906 | 29.5 |  | 9277.4723
3.1 | DAMP PROOF MEMBRANE/WATER PROOFING
Rates shall include for: dressing around and sealing to all penetrations, laps and turnups
3.10.1 | Heavy duty Polythene sheet damp proof membrane (500 gauge) laid on blinding layer under footing and bottom of the tie beams. | LS | 1 | 16800 |  | 16800
3.10.2 | Apply bituminous type waterproofing in 2 coats to all surfaces of concrete below ground level in accordance with the specifications and manufacturer's instructions. | LS | 1 | 13500 |  | 13500
TOTAL OF BILL NO. 03 - CONCRETE WORKS | [5 empty] | #REF!
(CARRIED OVER TO THE GENERAL SUMMARY)
BILL NO: 02 - PROPOSED OFFICE
2.1 | GENERAL
| a) Rate shall includes for provision of fibre glass mesh, and application of bonding agent for concrete & masonary. | note
| b) External walls shall be 100 mm wide solid blocks, laid on and incl. 1:5 Cement Mortor, tie rods, compression gap filler, nylon / plastic mesh as specified. | note
| c) Internal walls shall be 100mm wide solid blocks, laid on and incl. 1:5 Cement Mortor, tie rods, compression gap filler mesh as specified. | note
| d) 25mm cement plastering on external walls and concrete surfaces with 1:4 Cement mortor mix as specified incl. fibre mesh at joints of concrete surfaces and walls (first,second coats) and mixing of mortor with mixer machine. | note
| e) 15mm cement plastering on internal walls and concrete surfaces with 1:4 Cement mortor mix as specified incl. wire mesh at joints of concrete surfaces and walls (one coat) & mixing of mortor with mixer machine. | note
2.2 | CONSTRUCTION WORK
2.2.1 | 100mm thk Cement Board Partition Wall | Sq.m | 20.46 | 0 | 0 | 0
2.2.2 | Demolition of Existing Wall for the Proposed Entrance Door | Sq.m | 2.31 | 0 | 0 | 0
2.2.3 | General floor - 50mm tk mix 1:4 | Sq.m | 98.39 | 0 | 0 | 0
2.2.4 | Vinyl Flooring | Sq.m | 98.39 | 0 | 0 | 0
2.2.5 | Putty done in 2-Coats | Sq.m | 153.0165 | 0 | 0 | 0
2.2.6 | Paint | Sq.m | 153.0165 | 0 | 0 | 0
2.3 | Doors and Glass Schedule
2.3.1 | Entrance Door-1100 x 2100mm- Aluminium Swing door | nos | 3 | 0 | 0 | 0
2.3.2 | HOD Room Door- 900 x 2100mm - Glass Partition | nos | 1 | 0 | 0 | 0
2.3.3 | Half Frosted Glass- To be started 1200mm from FFL Till Ceiling Level | Sqm. | 14 | 0 | 0 | 0
2.4 | CEILING WORKS
2.4.1 | General gypsum board ceiling with steel frames | Sq.m | 20.46 | 0 | 0 | 0
2.5 | ELECTRICAL & NETWORK SYSTEM
2.5.1 | Feeder Cables
a) | Supply, Installation & Termination of minimum 4Cx6 mm2 XLPE/SWA/PVC/Cu cable from Main Outside Feeding point to Main DB. | Items | 1 | 0 | 0 | 0
b) | Supply, Installation & Termination of minimum 4Cx6 mm2 XLPE/SWA/PVC/Cu cable +6mm2 PVC/Cu Earth cable from Main DB to Sub DB. | Items | 1 | 0 | 0 | 0
c) | Allow for Telephone/LAN main cabling and sub cabling for HOD room, Assitt. Director, and working stations. | Items | 1 | 0 | 0 | 0
d) | Allow for the Fire alarm cabling from the nearby fire panel/room. | Items | 1 | 0 | 0 | 0
2.5.2 | Wiring Works
a) | 2.5 sq.mm Wiring for power sockets | points | 2 | 0 | 0 | 0
b) | 1.5 sq.mm Wiring for lights points | points | 15 | 0 | 0 | 0
c) | Wiring & Cabling for the Network intets | points | 4 | 0 | 0 | 0
2.5.4 | Lights Fiitings
a) | Ceiling Pinlight | Nos | 22 | 0 | 0 | 0
b) | Reading Wall Light | Nos | 2 | 0 | 0 | 0
2.5.5 | Switches, Sockets, Data Point & Telephone points
i) | HOD Room
a) | Single Gang | Nos | 1 | 0 | 0 | 0
b) | Double Gang | Nos | 2 | 0 | 0 | 0
c) | Cat 6 data point (N) | Nos | 2 | 0 | 0 | 0
d) | Telephone points (T) Cat 6 data point | Nos | 1 | 0 | 0 | 0
ii) | Assistant Director
a) | Single Gang | Nos | 1 | 0 | 0 | 0
a) | Double Gang | Nos | 2 | 0 | 0 | 0
b) | Cat 6 data point (N) | Nos | 2 | 0 | 0 | 0
c) | Telephone points (T) Cat 6 data point | Nos | 1 | 0 | 0 | 0
iii) | Working Station
a) | Double Gang | Nos | 20 | 0 | 0 | 0
a) | Cat 6 data point (N) | Nos | 10 | 0 | 0 | 0
c) | Telephone points (T) Cat 6 data point | Nos | 10 | 0 | 0 | 0
iv) | Printers, Cameras, Wifi AP, Access Control, Phone & TV
a) | Double Gang | Nos | 3
a) | Cat 6 data point (N) for Printer | Nos | 2
c) | Cat 6 data point (N) for TV | Nos | 1
d) | Cat6 data point (N) for Camera (Ceiling) | Nos | 2
e) | Cat6 data point (N) for Wifi AP (Ceiling) | Nos | 1
f) | Cat6 data point for Electronic Door Lock System | Nos | 2
g) | Electronic Door Lock System (Salto) | Nos | 1
h) | Camera Dome 6 MP (Hikvision) | Nos | 5
i) | SIP Phone (Gigabit) | Nos | 5
j) | Network switch (Huawei :Model: S5735-L48LP4S-A-V2) poe 48 port | Nos | 1
k) | 9u Switch Rack with 48 port Patch Panel | Nos | 1
2.5.6 | Air Conditioning System
a) Inverter type air conditioner, Ceiling and Wall mounted indoor and outdoor unit, refrigerant pipes with insulation, refrigerant, control wiring, conduiting, wired thermostat c/w cables and conduits and local control system complete set as per the drawings and technical specifications.
b) All AC indoor and out door units should be LG or similar.
0
a) | Wall mounted AC Unit | Nos | 1 | 0 | 0 | 0
b) | Ceiling mounted AC | Nos | 2 | 0 | 0 | 0
2.6 | Furniture
a) | HOD Room
i) | Shelf | Nos | 1 | 0 | 0 | 0
ii) | High Back Chair | Nos | 1 | 0 | 0 | 0
iii) | Visitor chair | Nos | 2 | 0 | 0 | 0
iv) | Table with side return | Nos | 1 | 0 | 0 | 0
b) | Asisstant Director
i) | Shelf | Nos | 2 | 0 | 0 | 0
ii) | High Back Chair | Nos | 1 | 0 | 0 | 0
iii) | Visitor chair | Nos | 2 | 0 | 0 | 0
iv) | Table with side return | Nos | 1 | 0 | 0 | 0
c) | Working Station | Nos | 10 | 0 | 0 | 0
i) | Table with Glass | Nos | 10 | 0 | 0 | 0
ii) | Chair | Nos | 10 | 0 | 0 | 0
d) | Others | Nos | 2 | 0 | 0 | 0
i) | Discussion Table | Nos | 2 | 0 | 0 | 0
ii) | Shelf | Nos | 1 | 0 | 0 | 0
iii) | Planter Box | Nos | 3 | 0 | 0 | 0
iii) | Discussion Board | Nos | 1 | 0 | 0 | 0
TOTAL OF BILL NO. 02- PROPOSED OFFICE | [5 empty] | 0
(CARRIED OVER TO THE GENERAL SUMMARY)
BILL N0: 03 - GOOD DISPENSING AREA
3.1 | CEILING WORKS
3.1.1 | GENERAL
a) Rates shall include for: all material & labour in framing, notching and fitting around projections, pipes, light fittings, hatches, grilles and similar and complete with cleats, packers, wedges and similar and all nails and screws.
b) Rate shall include for anti-termite paint on timber framing and all painting on celling board will be measured under "Paint" category.
c) Rate shall include for all cutting and properly finishing on the ceiling for light, exhaust fan or any other fixture and service opening.
d) All joint should be filled with fiber mesh and properly finish with putty before painting.
e) Concealed ceiling to all toilets and balcony with 4 mm SCG smart cement fiber board with steel frame, beading, nails and screws, along with required inspection openings.
f) Concealed ceiling to all other areas should be covered with 90mm tk SCG elephant gypsum board with steel frame, beading, nails and screws, along with required inspection openings.
3.2.2 | CEILING WORKS
a) | General gypsum board ceiling | Sq.m | 90.45 | 0 | 0 | 0
3.2.3 | FURNITURE
a) | Counter - 600 x 3820 x 850 mm - Timber Finish( Provided by the Client) | Nos | 1 | 0 | 0 | 0
TOTAL OF BILL No: 03 - GOOD DISPENSING AREA | [5 empty] | 0
(CARRIED OVER TO THE GENERAL SUMMARY)
BILL N0: 04 - GOOD STORAGE ROOM
4.1 | CEILING WORKS
4.4.1 | GENERAL
a) Rates shall include for: all material & labour in framing, notching and fitting around projections, pipes, light fittings, hatches, grilles and similar and complete with cleats, packers, wedges and similar and all nails and screws.
b) Rate shall include for anti-termite paint on timber framing and all painting on celling board will be measured under "Paint" category.
c) Rate shall include for all cutting and properly finishing on the ceiling for light, exhaust fan or any other fixture and service opening.
d) All joint should be filled with fiber mesh and properly finish with putty before painting.
e) Concealed ceiling to all toilets and balcony with 4 mm SCG smart cement fiber board with steel frame, beading, nails and screws, along with required inspection openings.
f) Concealed ceiling to all other areas should be covered with 90mm tk SCG elephant gypsum board with steel frame, beading, nails and screws, along with required inspection openings.
4.4.2 | CEILING WORKS
a) | General gypsum board ceiling | Sq.m | 145 | 0 | 0 | 0
TOTAL OF BILL No: 04- GOOD STORAGE ROOM | [5 empty] | 0
(CARRIED OVER TO THE GENERAL SUMMARY)
BILL N0: 05- COLD STORAGE
5.1 | CEILING WORKS
5.1.1 | GENERAL
a) Rates shall include for: all material & labour in framing, notching and fitting around projections, pipes, light fittings, hatches, grilles and similar and complete with cleats, packers, wedges and similar and all nails and screws.
b) Rate shall include for anti-termite paint on timber framing and all painting on celling board will be measured under "Paint" category.
c) Rate shall include for all cutting and properly finishing on the ceiling for light, exhaust fan or any other fixture and service opening.
d) All joint should be filled with fiber mesh and properly finish with putty before painting.
e) Concealed ceiling to all toilets and balcony with 4 mm SCG smart cement fiber board with steel frame, beading, nails and screws, along with required inspection openings.
f) Concealed ceiling to all other areas should be covered with 90mm tk SCG elephant gypsum board with steel frame, beading, nails and screws, along with required inspection openings.
5.1.2 | CEILING WORKS
a) | General gypsum board ceiling | Sq.m | 33.22 | 0 | 0 | 0
5.1.3 | AIR CONDITIONING SYSTEM
a) | Ceiling Mounted Aircon system | Nos | 1 | 0 | 0 | 0
5.1.4 | CEILING WORKS
a) | After removing store area and office area all area must be paint in Matte black | Ls | 1 | 0 | 0 | 0
TOTAL OF BILL No: 05- COLD STORAGE | [5 empty] | 0
(CARRIED OVER TO THE GENERAL SUMMARY)
BILL N0: 06- FILES MOVING TO HULHUMALE WAREHOUSE
6.1 | FILES MOVING TO HULHUMALE WAREHOUSE
6.1.1 | GENERAL
a) Rates shall include for: all material & labour cost. all the tranportation cost have to add
6.1.2 | Basement Archive
a) | Moving Files to Hulhumale Warehouse | Nos | 1 | 0 | 0 | 0
6.1.3 | Housing 2 Floor Lift Side
a) | Moving Files to Hulhumale Warehouse | Nos | 1 | 0 | 0 | 0
6.1.4 | Housing 2 Floor Gym Side
a) | Moving Files to Hulhumale Warehouse | Nos | 1 | 0 | 0 | 0
TOTAL OF BILL No: 05- COLD STORAGE | [5 empty] | 0
(CARRIED OVER TO THE GENERAL SUMMARY)

## STR_ (hidden)
FOUNDATION | ISOLATED FOOTING
EXCAVATION | 30.6604 | Cu.m | [5 empty] | 50mm tk Sand bed |  |  | 61.7078 | Sq.m
Description | Nos | Length | Width | Depth | Cu. Value |  |  | Description | Nos |  | Length | Width | Sq.Value
F1 | 2 | 2.15 | 2.15 | 0.35 | 3.2357 | Need to add 50mm both side |  | F1 | 2 |  | 2.15 | 2.15 | 9.245
F2 | 2 | 1.9 | 1.9 | 0.3 | 2.166 | Need to add 50mm both side |  | F2 | 2 |  | 1.9 | 1.9 | 7.22
F3 | 9 | 1.75 | 1.75 | 0.3 | 8.2688 | Need to add 50mm both side |  | F3 | 9 |  | 1.75 | 1.75 | 27.5625
F4 | 3 | 1.5 | 1.5 | 0.25 | 1.6875 | Need to add 50mm both side |  | F4 | 3 |  | 1.5 | 1.5 | 6.75
Total = |  |  |  |  | 15.358 |  |  | Total = |  |  |  |  | 50.7775
Description | Nos | Length | Width | Depth | Cu. Value |  |  | Description | Nos |  | Length | Width/Depth | Sq.Value
TB1 | 1 | 6.89 | 0.25 | 1.4 | 2.4115 |  |  | TB1 | 1 |  | 6.89 | 0.25 | 1.7225
TB2 | 1 | 7.928 | 0.25 | 1.4 | 2.7748 |  |  | TB2 | 1 |  | 7.928 | 0.25 | 1.982
TB3 | 1 | 28.903 | 0.25 | 1.4 | 10.116 |  |  | TB3 | 1 |  | 28.903 | 0.25 | 7.2257
Total = |  |  |  |  | 15.3024 |  |  | Total = |  |  |  |  | 10.9303
LENGTH DETAILS:
TB1 | 2.305 | 2.23 | 2.355 | [9 empty] | 6.89
TB2 | 2.645 | 2 270 | 2.678 | 2.605 | [8 empty] | 7.928
TB3 | 1.2 | 3.22 | 0.875 | 3.02 | 2.678 | 2.1 | 6.54 | 2.434 | 4.224 |  | 2.612 |  | 28.903
LEAN CONCRETE | 3.0854 | Cu.m
Description | Nos | Length | Width | Depth | Cu. Value
F1 | 2 | 2.15 | 2.15 | 0.05 | 0.46225
F2 | 2 | 1.9 | 1.9 | 0.05 | 0.361
F3 | 9 | 1.75 | 1.75 | 0.05 | 1.3781
F4 | 3 | 1.5 | 1.5 | 0.05 | 0.3375
Total = |  |  |  |  | 2.5389
Description | Nos | Length | Width | Depth | Cu. Value
TB1 | 1 | 6.89 | 0.25 | 0.05 | 0.086125
TB2 | 1 | 7.928 | 0.25 | 0.05 | 0.0991
TB3 | 1 | 28.903 | 0.25 | 0.05 | 0.36129
Total = |  |  |  |  | 0.54651
LENGTH DETAILS:
TB1 | 29.6 | 14 | 14.8 | 22.2 | [8 empty] | 80.6
TB2 | 2.645 | 2 270 | 2.678 | 2.605 | [8 empty] | 7.928
TB3 | 1.2 | 3.22 | 0.875 | 3.02 | 2.678 | 2.1 | 6.54 | 2.434 | 4.224 |  | 2.612 |  | 28.903
SOLID CONCRETE | [6 empty] | SHUTTERING | [6 empty] | BITUMEN LAYER |  |  |  |  | BITUMEN LAYER
FOOTING | 14.5204 | Cu.m |  |  |  |  | FOOTING | 33.03 | Sq.m |  |  |  |  | FOOTING | 47.9825 | Sq.m |  |  | FOOTING | 33.03 | Sq.m
TIE BEAM | 17.7881 | Cu.m |  |  |  |  | TIE BEAM | 85.8848 | Sq.m |  |  |  |  | TIE BEAM | 29.3578 | Sq.m |  |  | TIE BEAM | 85.8848 | Sq.m
[14 empty] | TOP SURFACE |  |  |  |  | SIDE
Description | Nos | Length | Width | Depth | Cu. Value |  | Description | Nos | Length | Extra | Depth | Sq. Value |  | Description | Nos | Area | Sq.Value |  | Description | Perimeter | Depth | Sq.Value
F1 | 2 | 2.1 | 2.1 | 0.35 | 3.087 |  | F1 | 2 | 8.4 | 0.05 | 0.35 | 5.88 |  | F1 | 2 | 4.41 | 8.82 |  | F1 | 8.4 | 0.35 | 5.88
F2 | 2 | 1.85 | 1.85 | 0.3 | 2.0535 |  | F2 | 2 | 7.4 |  | 0.3 | 4.44 |  | F2 | 2 | 3.4225 | 6.845 |  | F2 | 7.4 | 0.3 | 4.44
F3 | 9 | 1.7 | 1.7 | 0.3 | 7.803 |  | F3 | 9 | 6.8 |  | 0.3 | 18.36 |  | F3 | 9 | 2.89 | 26.01 |  | F3 | 6.8 | 0.3 | 18.36
F4 | 3 | 1.45 | 1.45 | 0.25 | 1.5769 |  | F4 | 3 | 5.8 |  | 0.25 | 4.35 |  | F4 | 3 | 2.1025 | 6.3075 |  | F4 | 5.8 | 0.25 | 4.35
Total = |  |  |  |  | 14.5204 |  | Total = |  |  |  |  | 33.03 |  |  |  | Total = | 47.9825 |  |  |  | Total = | 33.03
Description | Nos | Length | Width | Depth | Cu. Value |  | Description | Nos | Length | Extra | Depth | Sq. Value |  | Description | Length | Width | Sq.Value |  | Description | Length | Depth | Sq.Value
TB1 | 1 | 80.6 | 0.25 | 0.7 | 14.105 |  | TB1 | 1 | 80.6 |  | 0.7 | 56.42 |  | TB1 | 80.6 | 0.25 | 20.15 |  | TB1 | 80.6 | 0.7 | 56.42
TB2 & TB3 | 1 | 36.831 | 0.25 | 0.4 | 3.6831 |  | TB2 & TB3 | 1 | 73.662 | 0.05 | 0.4 | 29.4648 |  | TB2 & TB3 | 36.831 | 0.25 | 9.2078 |  | TB2 & TB3 | 73.662 | 0.4 | 29.4648
Total = |  |  |  |  | 17.7881 |  | Total = |  |  |  |  | 85.8848 |  |  |  | Total = | 29.3578 |  |  |  | Total = | 85.8848
LENGTH DETAILS:
TB1,TB2 & TB3 | 80.6 | 7.928 | 28.903 | 0 | [8 empty] | 117.431
FOUNDATION | RAFT FOUNDATION
EXCAVATION | 0 | Cu.m | [5 empty] | 50mm tk Sand bed |  |  | 0 | Sq.m
Description | Nos | Length/Area | Width | Depth | Cu. Value |  |  | Description | Nos |  | Length | Width/Depth | Sq.Value
450MM TK RAFT | 0 | 0 | 0 | 0 | 0 |  |  | 450MM TK RAFT | 0 |  | 0 | 0 | 0
Total = |  |  |  |  | 0 |  |  | Total = |  |  |  |  | 0
LEAN CONCRETE | 0 | Cu.m
Description | Nos | Length | Width | Depth | Cu. Value
450MM TK RAFT | 0 | 0 | 0 | 0.05 | 0
Total = |  |  |  |  | 0
SOLID CONCRETE
RAFT | 0 | Cu.m
Description | Nos | Length | Width | Depth | Cu. Value
450MM TK RAFT | 0 | 0 | 0 | 0.45 | 0
Total = |  |  |  |  | 0
FB | 0 | Cu.m |  |  |  |  | FB | 0 | Sq.m
Description | Nos | Length/Area | Width | Depth | Cu. Value |  | Description | Nos | Length | Extra | Depth | Sq. Value |  | CALCULATED BASE ON PERIMETER
FB1-FB4 | 0 | 0 | 0 | 0.55 | 0 |  | FB1-FB4 | 0 | 0 |  | 0.55 | 0
Total = |  |  |  |  | 0 |  | Total = |  |  |  |  | 0
FB Length
FB1-FB4 | 0 | 0 | 0 | 0 | 0 | 0 | 0 | 0 | 0 |  | 0 | 0 | 0 | 0 | 0 | 0
COLUMN | 1.8315 | Cu.m | Depth | 1.85 | m |  | COLUMN | 30.155 | Sq.m |  | Depth | 1.85 | m |  | COLUMN | 30.155 | Sq.m | BITUMEN LAYER
Description | Nos | Length | Width | Depth | Cu. Value |  | Description | Nos | Perimeter |  | Depth | Sq. Value |  |  | Description | Nos | Perimeter | Depth | Sq. Value
C1 | 3 | 0.35 | 0.2 | 1.85 | 0.3885 |  | C1 | 3 | 1.1 |  | 1.85 | 6.105 |  |  | C1 | 3 | 1.1 | 1.85 | 6.105
C2 | 4 | 0.3 | 0.2 | 1.85 | 0.444 |  | C2 | 4 | 1 |  | 1.85 | 7.4 |  |  | C2 | 4 | 1 | 1.85 | 7.4
C3 | 9 | 0.3 | 0.2 | 1.85 | 0.999 |  | C3 | 9 | 1 |  | 1.85 | 16.65 |  |  | C3 | 9 | 1 | 1.85 | 16.65
Total = |  |  |  |  | 1.8315 |  | Total = |  |  |  |  | 30.155 |  |  | Total = |  |  |  | 30.155
STARTER | 0.7215 | Cu.m | Depth | 1.85 | m |  | STARTER | 5.92 | Sq.m |  | Depth | 1.85 | m
Description | Nos | Length | Width | Depth | Cu. Value |  | Description | Nos | Length |  | Depth | Sq. Value
300mm tk Starter | 1 | 1.3 | 0.3 | 1.85 | 0.7215 |  | 300mm tk Starter | 1 | 3.2 |  | 1.85 | 5.92
Total = |  |  |  |  | 0.7215 |  | Total = |  |  |  |  | 5.92
BACKFLLING | -3.4796 | Cu.m
Description | Nos | Length | Width | Depth | Cu. Value
Footing | 1 | 0 | 0 | 0 | 14.5204
Tie Beams | 1 | 0 | 0 | 0 | 17.7881
Columns | 1 | 0 | 0 | 0 | 1.8315
Total = |  |  |  |  | 34.14
Additional | 0 | 0 | 0 | 0 | 0
Total = |  |  |  |  | 0
GRADE SLAB | 15.8774 | Cu.m | [12 empty] | GRADE SLAB | 158.7741 | Sq.m | POLYTHENE
Description | Nos | Length | Width | Depth | Cu. Value | [9 empty] | Description | Nos | Area | Depth | Sq. Value
Grade Slab | 1 | 13.24 | 11.992 | 0.1 | 15.8774 | [9 empty] | Grade Slab | 1 | 158.7741 | 0 | 158.7741
[15 empty] | Total = |  |  |  | 158.7741
Total = |  |  |  |  | 15.8774
THIS ITEMS FOR SLAB DECUTION
1ST FLOOR
COLUMN | 2.97 | Cu.m | Depth | 3 | m |  | COLUMN | 48.9 | Sq.m |  | Depth | 3 | m | COLUMN | 5.41 | Sq.m
Description | Nos | Length | Width | Depth | Cu. Value |  | Description | Nos | Perimeter |  | Depth | Sq. Value |  | Description | Nos | Legth | Width | Sq. Value
C1 | 3 | 0.35 | 0.2 | 3 | 0.63 |  | C1 | 3 | 1.1 |  | 3 | 9.9 |  | C1 | 3 | 0.35 | 0.2 | 0.21
C2 | 4 | 0.3 | 0.2 | 3 | 0.72 |  | C2 | 4 | 1 |  | 3 | 12 |  | C2 | 4 | 2 | 0.2 | 1.6
C3 | 9 | 0.3 | 0.2 | 3 | 1.62 |  | C3 | 9 | 1 |  | 3 | 27 |  | C3 | 9 | 2 | 0.2 | 3.6
Total = |  |  |  |  | 2.97 |  | Total = |  |  |  |  | 48.9 |  | Total = |  |  |  | 5.41
ATTACHED BEAMS | 7.0746 | Cu.m |  |  |  |  | ATTACHED BEAMS | 88.432 | Sq.m |  |  |  |  | ATTACHED BEAMS | 17.6864 | Sq.m
Description | Length | Width | Depth | Cu. Value |  |  | Description | Length | Width |  | Sq.Value |  |  | Description | Nos | Length | Width | Sq. Value
B1, B2, B3 & B4 | 88.432 | 0.2 | 0.4 | 7.0746 |  |  | B1, B2, B3 & B4 | 88.432 | 1 |  | 88.432 |  |  | B1, B2, B3 & B4 | 1 | 88.432 | 0.2 | 17.6864
Total = |  |  |  | 7.0746 |  |  | Total = |  |  |  | 88.432 |  |  | Total = |  |  |  | 17.6864
Beam Lengths
B1, B2, B3 & B4 | 18.495 | 31.977 | 5.556 | 32.404 | [8 empty] | 88.432
SLAB | 18.2312 | Cu.m |  |  |  |  | SLAB | -8.6952 | Sq.m
Description | Area | Depth | Cu. Value |  |  |  | Description | Length | Width/Area |  | Area Value
135mm tk Slab | 151.6098 | 0.135 | 20.4673 |  |  |  | 135mm tk Slab | 151.6098 | 0 |  | 151.6098
150mm tk Slab | 10.9768 | 0.015 | 0.16465 |  |  |  | 150mm tk Slab | 10.9768 | 0 |  | 10.9768
[7 empty] | Void Side | 60.464 | 0.155 |  | 9.3719
|  |  | 20.632 | [7 empty] | 20.3487
Deduction | [6 empty] | Deduction
Artium void | 6.4262 | 0.135 | 0.86754 |  |  |  | Lift Void | 1 | 0 |  | 0
Stair Well & Voids | 5.9475 | 0.135 | 0.80291 |  |  |  | Stair Well | 1 | 5.9475 |  | 5.9475
Column | 5.41 | 0.135 | 0.73035 |  |  |  | Beam & Column | 1 | 23.0964 |  | 23.0964
|  |  | 2.4008 | [7 empty] | 29.0439
Slab Details
135mm tk Slab | 151.6098 | 0 | 0 | 0 | 0 | 0 | 0 | 0 | 0 |  | 151.6098
150mm tk Slab | 10.9768 | 0 | 0 | 0 | 0 | 0 | 0 | 0 | 0 |  | 10.9768
Deduction
Artium void | 6.4262 | 0 | 0 | 0 | 0 | 0 | 0 | 0 | 0 |  | 6.4262
Stair Well & Voids | 5.9475 | 0 | 0 | 0 | 0 | 0 | 0 | 0 | 0 |  | 5.9475
Side Shuttering
Beam Outer Length | 50.464 | 0 | 0 | 0 | 0 | 0 | 0 | 0 | 0 |  | 50.464
Stair Outer | 10 | 0 | 0 | 0 | 0 | 0 | 0 | 0 | 0 |  | 10
Void Outer | 9.85 | 0 | 0 | 0 | 0 | 0 | 0 | 0 | 0 |  | 9.85
STAIRCASE | 1.6419 | Cu.m
Description | Length | Width | Depth/Area | Cu. Value
Waist Slab- Up | 2.2 | 1 | 0.15 | 0.33
Waist Slab- Dn | 2.2 | 1 | 0.15 | 0.33
Half Landing -1 | 4 | 0.9 | 0.15 | 0.54
Half Landing - Triangle | 0 | 0 | 0 | 0
Steps | 0.975 | 0 | 0.1968 | 0.19188
Extra |  |  |  | 0.25
Total = |  |  |  | 1.6419
2ND FLOOR
COLUMN | 3.09 | Cu.m | Depth | 3 | m |  | COLUMN | 50.1 | Sq.m |  | Depth | 3 | m | COLUMN | 5.57 | Sq.m
Description | Nos | Length | Width | Depth | Cu. Value |  | Description | Nos | Length |  | Depth | Sq. Value |  | Description | Nos | Length | Width | Sq. Value
C1 | 3 | 0.35 | 0.2 | 3 | 0.63 |  | C1 | 3 | 1.1 |  | 3 | 9.9 |  | C1 | 3 | 0.35 | 0.2 | 0.21
C2 | 4 | 0.35 | 0.2 | 3 | 0.84 |  | C2 | 4 | 1.1 |  | 3 | 13.2 |  | C2 | 4 | 2.2 | 0.2 | 1.76
C3 | 9 | 0.3 | 0.2 | 3 | 1.62 |  | C3 | 9 | 1 |  | 3 | 27 |  | C3 | 9 | 2 | 0.2 | 3.6
Total = |  |  |  |  | 3.09 |  | Total = |  |  |  |  | 50.1 |  | Total = |  |  |  | 5.57
ATTACHED BEAMS | 8.2548 | Cu.m |  |  |  |  | ATTACHED BEAMS | 89.9655 | Sq.m |  |  |  |  | ATTACHED BEAMS | 23.927 | Sq.m
Description | Length | Width | Depth | Cu. Value |  |  | Description | Length | Width |  | Sq.Value |  |  | Description | Nos | Length | Width | Sq. Value
B1,B2,B3 & B4 | 95.708 | 0.25 | 0.345 | 8.2548 |  |  | B1,B2,B3 & B4 | 95.708 | 0.94 |  | 89.9655 |  |  | B1,B2,B3 & B4 | 1 | 95.708 | 0.25 | 23.927
Total = |  |  |  | 8.2548 |  |  | Total = |  |  |  | 89.9655 |  |  | Total = |  |  |  | 23.927
Beam Lengths
B1,B2,B3 & B4 | 21.05 | 27.664 | 18.347 | 28.647 | 0 | [7 empty] | 95.708
SLAB | 16.4552 | Cu.m |  |  |  |  | SLAB | -22.6188 | Sq.m
Description | Area | Depth | Cu. Value |  |  |  | Description | Length | Width/Area |  | Area Value
135mm tk Slab | 136.93 | 0.135 | 18.4856 |  |  |  | 135mm tk Slab | 136.93 | 0.135 | 18.4856 | 18.4856
150mm tk Slab | 28.86 | 0.02 | 0.5772 |  |  |  | 150mm tk Slab | 28.86 | 0.15 |  | 4.329
[7 empty] | Void Side | 63.664 | 0.155 |  | 9.8679
|  |  | 19.0628 | [7 empty] | 14.1969
Deduction | [6 empty] | Deduction
Artium Voids | 6.4262 | 0.135 | 0.86754 |  |  |  | Lift Void | 1 | 0 |  | 0
Stair Well & Voids | 7.3188 | 0.135 | 0.98803 |  |  |  | Stair Well | 1 | 7.3188 |  | 7.3188
Column | 5.57 | 0.135 | 0.75195 |  |  |  | Beam & Column | 1 | 29.497 |  | 29.497
|  |  | 2.6075 | [7 empty] | 36.8158
Slab Details
135mm tk Slab | 136.93 | 0 | 0 | 0 | 0 | 0 | 0 | 0 | 0 |  | 136.93
150mm tk Slab | 28.86 | 0 | 0 | 0 | 0 | 0 | 0 | 0 | 0 |  | 28.86
Deduction
Artium Voids | 6.4262 | 0 | 0 | 0 | 0 | 0 | 0 | 0 | 0 |  | 6.4262
Stair Well & Voids | 7.3188 | 0 | 0 | 0 | 0 | 0 | 0 | 0 | 0 |  | 7.3188
Side Shuttering
Beam Outer Length | 53.664 | 0 | 0 | 0 | 0 | 0 | 0 | 0 | 0 |  | 53.664
Stair Outer | 10 | 0 | 0 | 0 | 0 | 0 | 0 | 0 | 0 |  | 10
Void Outer | 14.936 | 0 | 0 | 0 | 0 | 0 | 0 | 0 | 0 |  | 14.936
STAIRCASE | 1.6419 | Cu.m
Description | Length | Width | Depth/Area | Cu. Value
Waist Slab- Up | 2.2 | 1 | 0.15 | 0.33
Waist Slab- Dn | 2.2 | 1 | 0.15 | 0.33
Half Landing -1 | 4 | 0.9 | 0.15 | 0.54
Half Landing - Triangle | 0 | 0 | 0 | 0
Steps | 0.975 | 0 | 0.1968 | 0.19188
Extra |  |  |  | 0.25
Total = |  |  |  | 1.6419
TERRACE FLOOR
COLUMN | 3.09 | Cu.m | Depth | 3 | m |  | COLUMN | 50.1 | Sq.m |  | Depth | 3 | m | COLUMN | 5.57 | Sq.m
Description | Nos | Length | Width | Depth | Cu. Value |  | Description | Nos | Length |  | Depth | Sq. Value |  | Description | Nos | Length | Width | Sq. Value
C1 | 3 | 0.35 | 0.2 | 3 | 0.63 |  | C1 | 3 | 1.1 |  | 3 | 9.9 |  | C1 | 3 | 0.35 | 0.2 | 0.21
C2 | 4 | 0.35 | 0.2 | 3 | 0.84 |  | C2 | 4 | 1.1 |  | 3 | 13.2 |  | C2 | 4 | 2.2 | 0.2 | 1.76
C3 | 9 | 0.3 | 0.2 | 3 | 1.62 |  | C3 | 9 | 1 |  | 3 | 27 |  | C3 | 9 | 2 | 0.2 | 3.6
Total = |  |  |  |  | 3.09 |  | Total = |  |  |  |  | 50.1 |  | Total = |  |  |  | 5.57
ATTACHED BEAMS | 8.304 | Cu.m |  |  |  |  | ATTACHED BEAMS | 90.5013 | Sq.m |  |  |  |  | ATTACHED BEAMS | 24.0695 | Sq.m
Description | Length | Width | Depth | Cu. Value |  |  | Description | Length | Width |  | Sq.Value |  |  | Description | Nos | Length | Width | Sq. Value
B1,B2,B3, B4 & B5 | 96.278 | 0.25 | 0.345 | 8.304 |  |  | B1,B2,B3, B4 & B5 | 96.278 | 0.94 |  | 90.5013 |  |  | B1,B2,B3, B4 & B5 | 1 | 96.278 | 0.25 | 24.0695
Total = |  |  |  | 8.304 |  |  | Total = |  |  |  | 90.5013 |  |  | Total = |  |  |  | 24.0695
Beam Lengths
B1,B2,B3, B4 & B5 | 17.95 | 4.65 | 39.674 | 16.094 | 17.91 | [7 empty] | 96.278
SLAB | -0.62644 | Cu.m |  |  |  |  | SLAB | 17.3765 | Sq.m
Description | Area | Depth | Cu. Value |  |  |  | Description | Length | Width/Area |  | Area Value
135mm tk Slab | 4.6 | 0.135 | 0.621 |  |  |  | 135mm tk Slab
150mm tk Slab | 4.6 | 0.135 | 0.621 |  |  |  | 150mm tk Slab
170mm tk Slab | 46.2101 | 0.02 | 0.9242 |  |  |  | 170mm tk Slab | 46.2101 | 0 |  | 46.2101
[7 empty] | Void Side | 61.264 | 0.155 |  | 9.4959
|  |  | 2.1662 | [7 empty] | 55.706
Deduction | [6 empty] | Deduction
Artium Voids | 6.4262 | 0.135 | 0.86754 |  |  |  | Lift Void | 1 | 0 |  | 0
Stair Well & Voids | 8.69 | 0.135 | 1.1732 |  |  |  | Stair Well | 1 | 8.69 |  | 8.69
Column | 5.57 | 0.135 | 0.75195 |  |  |  | Beam & Column | 1 | 29.6395 |  | 29.6395
|  |  | 2.7926 | [7 empty] | 38.3295
Slab Details
135mm tk Slab | 163.765 | 0 | 0 | 0 | 0 | 0 | 0 | 0 | 0 |  | 163.765
150mm tk Slab | 2.3302
170mm tk Slab | 46.2101 | 0 | 0 | 0 | 0 | 0 | 0 | 0 | 0 |  | 46.2101
Deduction
Artium Voids | 6.4262 | 0 | 0 | 0 | 0 | 0 | 0 | 0 | 0 |  | 6.4262
Stair Well & Voids | 8.69 | 0 | 0 | 0 | 0 | 0 | 0 | 0 | 0 |  | 8.69
Side Shuttering
Beam Outer Length | 51.264 | 0 | 0 | 0 | 0 | 0 | 0 | 0 | 0 |  | 51.264
Stair Outer | 10 | 0 | 0 | 0 | 0 | 0 | 0 | 0 | 0 |  | 10
Void Outer | 13.0925 | 0 | 0 | 0 | 0 | 0 | 0 | 0 | 0 |  | 13.0925
STAIRCASE | 1.6419 | Cu.m
Description | Length | Width | Depth/Area | Cu. Value
Waist Slab- Up | 2.2 | 1 | 0.15 | 0.33
Waist Slab- Dn | 2.2 | 1 | 0.15 | 0.33
Half Landing -1 | 4 | 0.9 | 0.15 | 0.54
Half Landing - Triangle | 0 | 0 | 0 | 0
Steps | 0.975 | 0 | 0.1968 | 0.19188
Extra |  |  |  | 0.25
Total = |  |  |  | 1.6419
ROOF
COLUMN | 1.947 | Cu.m | Depth | 2.95 | m |  | COLUMN | 18.88 | Sq.m |  | Depth | 2.95 | m | COLUMN | 3.72 | Sq.m
Description | Nos | Length | Width | Depth | Cu. Value |  | Description | Nos | Length |  | Depth | Sq. Value |  | Description | Nos | Length | Width | Sq. Value
C1 | 3 | 0.2 | 0.2 | 2.95 | 0.354 |  | C1 | 3 | 0.8 |  | 2.95 | 7.08 |  | C1 | 3 | 0.2 | 0.2 | 0.12
C2 | 4 | 0.3 | 0.2 | 2.95 | 0.708 |  | C2 | 4 | 1 |  | 2.95 | 11.8 |  | C2 | 4 | 2 | 0.2 | 1.6
C3 | 5 | 0.3 | 0.2 | 2.95 | 0.885 |  | C3 | 5 | 1 |  | 0 | 0 |  | C3 | 5 | 2 | 0.2 | 2
Total = |  |  |  |  | 1.947 |  | Total = |  |  |  |  | 18.88 |  | Total = |  |  |  | 3.72
ATTACHED BEAMS | 1.8767 | Cu.m |  |  |  |  | ATTACHED BEAMS | 23.459 | Sq.m |  |  |  |  | ATTACHED BEAMS | 4.6918 | Sq.m
Description | Length | Width | Depth | Cu. Value |  |  | Description | Length | Width |  | Sq.Value |  |  | Description | Nos | Length | Width | Sq. Value
B1,B2 | 23.459 | 0.2 | 0.4 | 1.8767 |  |  | B1,B2 | 23.459 | 1 |  | 23.459 |  |  | B1,B2 | 1 | 23.459 | 0.2 | 4.6918
Total = |  |  |  | 1.8767 |  |  | Total = |  |  |  | 23.459 |  |  | Total = |  |  |  | 4.6918
Beam Lengths
B1,B2 | 22.309 | 1.15 | [10 empty] | 23.459
SLAB | 3.398 | Cu.m |  |  |  |  | SLAB | 1.0841 | Sq.m
Description | Area | Depth | Cu. Value |  |  |  | Description | Length | Width/Area |  | Area Value
135mm tk Slab | 28.89 | 0.135 | 3.9002 |  |  |  | 135mm tk Slab
[7 empty] | Void Side | 61.264 | 0.155 |  | 9.4959
|  |  | 3.9002 | [7 empty] | 9.4959
Deduction | [6 empty] | Deduction
Artium Voids | 0 | 0 | 0 |  |  |  | Lift Void | 1 | 0 |  | 0
Stair Well & Voids | 0 | 0 | 0 |  |  |  | Stair Well | 1 | 0 |  | 0
Column | 3.72 | 0.135 | 0.5022 |  |  |  | Beam & Column | 1 | 8.4118 |  | 8.4118
|  |  | 0.5022 | [7 empty] | 8.4118
Slab Details
135mm tk Slab | 163.765 | 0 | 0 | 0 | 0 | 0 | 0 | 0 | 0 |  | 163.765
#REF! | 2.3302
#REF! | 46.2101 | 0 | 0 | 0 | 0 | 0 | 0 | 0 | 0 |  | 46.2101
Deduction
Artium Voids | 6.4262 | 0 | 0 | 0 | 0 | 0 | 0 | 0 | 0 |  | 6.4262
Stair Well & Voids | 10.0613 | 0 | 0 | 0 | 0 | 0 | 0 | 0 | 0 |  | 10.0613
Side Shuttering
Beam Outer Length | 51.264 | 0 | 0 | 0 | 0 | 0 | 0 | 0 | 0 |  | 51.264
Stair Outer | 10 | 0 | 0 | 0 | 0 | 0 | 0 | 0 | 0 |  | 10
Void Outer | 13.0925 | 0 | 0 | 0 | 0 | 0 | 0 | 0 | 0 |  | 13.0925
Swimming Pool | 7.3638 | Cu.m |  |  |  |  | Swimming Pool | 104.3205 | Sq.m
Description | Length | Width | Depth | Cu. Value |  |  | Description | Length | Width |  | Area Value
Pool RC Wall | 40.91 | 0.15 | 1.2 | 7.3638 |  |  | Pool RC Wall | 40.91 | 2.55 |  | 104.3205
Total = |  |  |  | 7.3638 |  |  | Total = |  |  |  | 104.3205
Pool wall lengths
Pool RC Wall | 9.71 | 5.005 | 9.195 | 4.705 | 4.295 | 0.55 | 3.25 | 4.2 | 0 |  | 0 | 0 | 40.91
Steps | 0.82001 | Cu.m
Description | Length | Width | Depth/Area | Cu. Value
Pool deck | 1.065 | 0.75 | 0.45 | 0.35944
Steps | 1.07 | 0.28 | 0.1968 | 0.21058
Extra |  |  |  | 0.25
Total = |  |  |  | 0.82001
1ST FLOOR
COLUMN | 2.85 | Cu.m | Depth | 3 | m |  | COLUMN | 7.2 | Sq.m |  | Depth | 3 | m
Description | Nos | Length | Width | Depth | Cu. Value |  | Description | Nos | Length |  | Depth | Cu. Value
C1 | 13 | 0.3 | 0.2 | 3 | 2.34 |  | C1 | 13 | 1 |  | 3 | 39
C2 | 1 | 0.25 | 0.2 | 3 | 0.15 |  | C2 | 1 | 0.9 |  | 3 | 2.7
C3 | 3 | 0.2 | 0.2 | 3 | 0.36 |  | C3 | 3 | 0.8 |  | 3 | 7.2
Total = |  |  |  |  | 2.85 |  | Total = |  |  |  |  | 7.2
ATTCHED BEAMS | 3.8335 | Cu.m |  |  |  |  | ATTCHED BEAMS | 55.7606 | Sq.m
Description | Length | Width | Depth | Cu. Value |  |  | Description | Length | Width |  | Sq.Value
B1-B6 | 87.126 | 0.2 | 0.22 | 3.8335 |  |  | B1-B6 | 87.126 | 0.64 |  | 55.7606
Total = |  |  |  | 3.8335 |  |  | Total = |  |  |  | 55.7606
Attached beam lengths
B1-B3 | 15.392 | 15.392 | 15.392 | 22.2 | 18.75 | 0 | 0 | 0 | 0 |  | 0 | 0 | 0 | 0 | 0 | 0 | 0 | 0 | 0 | 87.126
SLAB | 15.5355 | Cu.m |  |  |  |  | SLAB | 126.704 | Sq.m
Description | Area | Depth | Cu. Value |  |  |  | Description | Length | Width |  | Area Value
Total Slab | 123.914 | 0.13 | 16.1088 |  |  |  | Total Slab | 123.914 | 0 |  | 123.914
Shaded Slab | 0 | 0 | 0 |  |  |  | Beam Outer Side | 46.885 | 0.13 |  | 6.095
Cantilever | 0 | 0 | 0 |  |  |  | Stair Side | 8.5 | 0.13 |  | 1.105
|  |  | 16.1088 | [7 empty] | 131.114
Deduction | [6 empty] | Deduction
Lift Void | 0 | 0 | 0 |  |  |  | Lift Void | 0 |  |  | 0
Stair Well | 4.41 | 0.13 | 0.5733 |  |  |  | Stair Well | 4.41 | 0 |  | 4.41
|  |  | 0.5733 | [7 empty] | 4.41
Slab Details
Total Slab | 123.914 | 0 | 0 | 0 | 0 | 0 | 0 | 0 | 0 |  | 0 | 0 | 0 | 0 | 0 | 0 | 0 | 0 | 0 | 123.914
Shaded Slab | 0 | 0 | 0 | 0 | 0 | 0 | 0 | 0 | 0 |  | 0 | 0 | 0 | 0 | 0 | 0 | 0 | 0 | 0 | 0
Cantilever | 0 | 0 | 0 | 0 | 0 | 0 | 0 | 0 | 0 |  | 0 | 0 | 0 | 0 | 0 | 0 | 0 | 0 | 0 | 0
Deduction
Lift Void | 0 | 0 | 0 | 0 | 0 | 0 | 0 | 0 | 0 |  | 0 | 0 | 0 | 0 | 0 | 0 | 0 | 0 | 0 | 0
Stair Well | 4.41 | 0 | 0 | 0 | 0 | 0 | 0 | 0 | 0 |  | 0 | 0 | 0 | 0 | 0 | 0 | 0 | 0 | 0 | 4.41
STAIRCASE | 1.4718 | Cu.m
Description | Length | Width | Depth/Area | Cu. Value
Waist Slab- Up | 2.035 | 0.95 | 0.15 | 0.28999
Waist Slab- Up | 2.035 | 0.95 | 0.15 | 0.28999
Half Landing -1 | 1.85 | 0.875 | 0.15 | 0.24281
Half Landing -2 | 0.925 | 0.875 | 0.15 | 0.12141
Steps | 14 | 0.95 | 0.020875 | 0.27764
Extra |  |  |  | 0.25
Total = |  |  |  | 1.4718
RC WALL | 0 | Cu.m |  |  |  |  | RC WALL | 0 | Sq.m
Description | Length | Width | Depth | Cu. Value |  |  | Description | Length | Width |  | Area Value
100mm tk | 0 | 0 | 0 | 0 |  |  | 100mm tk | 0 | 0 |  | 0
Rc wall lengths
100mm tk | 0 | 0 | 0 | 0 | 0 | 0 | 0 | 0 | 0 |  | 0 | 0 | 0
2ND FLOOR
COLUMN | 2.49 | Cu.m | Depth | 3 | m |  | COLUMN | 0 | Sq.m |  | Depth | 3 | m
Description | Nos | Length | Width | Depth | Cu. Value |  | Description | Nos | Length |  | Depth | Cu. Value
C1 | 13 | 0.3 | 0.2 | 3 | 2.34 |  | C1 | 13 | 1 |  | 3 | 39
C2 | 1 | 0.25 | 0.2 | 3 | 0.15 |  | C2 | 1 | 0.9 |  | 3 | 2.7
C3 | 0 | 0.2 | 0.2 | 3 | 0 |  | C3 | 0 | 0.8 |  | 3 | 0
Total = |  |  |  |  | 2.49 |  | Total = |  |  |  |  | 0
ATTCHED BEAMS | 3.169 | Cu.m |  |  |  |  | ATTCHED BEAMS | 46.0941 | Sq.m
Description | Length | Width | Depth | Cu. Value |  |  | Description | Length | Width |  | Sq.Value
B1-B6 | 72.022 | 0.2 | 0.22 | 3.169 |  |  | B1-B6 | 72.022 | 0.64 |  | 46.0941
Total = |  |  |  | 3.169 |  |  | Total = |  |  |  | 46.0941
Attached beam lengths
B1-B3 | 15.392 | 15.392 | 15.392 | 22.2 | 3.646 | 0 | 0 | 0 | 0 |  | 0 | 0 | 0 | 0 | 0 | 0 | 0 | 0 | 0 | 72.022
SLAB | 12.2706 | Cu.m |  |  |  |  | SLAB | 101.5891 | Sq.m
Description | Area | Depth | Cu. Value |  |  |  | Description | Length | Width |  | Area Value
Total Slab | 98.799 | 0.13 | 12.8439 |  |  |  | Total Slab | 98.799 | 0 |  | 98.799
Shaded Slab | 0 | 0 | 0 |  |  |  | Beam Outer Side | 46.885 | 0.13 |  | 6.095
Cantilever | 0 | 0 | 0 |  |  |  | Stair Side | 8.5 | 0.13 |  | 1.105
|  |  | 12.8439 | [7 empty] | 105.9991
Deduction | [6 empty] | Deduction
Lift Void | 0 | 0 | 0 |  |  |  | Lift Void | 0 |  |  | 0
Stair Well | 4.41 | 0.13 | 0.5733 |  |  |  | Stair Well | 4.41 | 0 |  | 4.41
|  |  | 0.5733 | [7 empty] | 4.41
Slab Details
Total Slab | 98.799 | 0 | 0 | 0 | 0 | 0 | 0 | 0 | 0 |  | 0 | 0 | 0 | 0 | 0 | 0 | 0 | 0 | 0 | 98.799
Shaded Slab | 0 | 0 | 0 | 0 | 0 | 0 | 0 | 0 | 0 |  | 0 | 0 | 0 | 0 | 0 | 0 | 0 | 0 | 0 | 0
Cantilever | 0 | 0 | 0 | 0 | 0 | 0 | 0 | 0 | 0 |  | 0 | 0 | 0 | 0 | 0 | 0 | 0 | 0 | 0 | 0
Deduction
Lift Void | 0 | 0 | 0 | 0 | 0 | 0 | 0 | 0 | 0 |  | 0 | 0 | 0 | 0 | 0 | 0 | 0 | 0 | 0 | 0
Stair Well | 4.41 | 0 | 0 | 0 | 0 | 0 | 0 | 0 | 0 |  | 0 | 0 | 0 | 0 | 0 | 0 | 0 | 0 | 0 | 4.41
STAIRCASE | 1.4718 | Cu.m
Description | Length | Width | Depth/Area | Cu. Value
Waist Slab- Up | 2.035 | 0.95 | 0.15 | 0.28999
Waist Slab- Up | 2.035 | 0.95 | 0.15 | 0.28999
Half Landing -1 | 1.85 | 0.875 | 0.15 | 0.24281
Half Landing -2 | 0.925 | 0.875 | 0.15 | 0.12141
Steps | 14 | 0.95 | 0.020875 | 0.27764
Extra |  |  |  | 0.25
Total = |  |  |  | 1.4718
RC WALL | 0 | Cu.m |  |  |  |  | RC WALL | 0 | Sq.m
Description | Length | Width | Depth | Cu. Value |  |  | Description | Length | Width |  | Area Value
100mm tk | 0 | 0 | 0 | 0 |  |  | 100mm tk | 0 | 0 |  | 0
Rc wall lengths
100mm tk | 0 | 0 | 0 | 0 | 0 | 0 | 0 | 0 | 0 |  | 0 | 0 | 0
3RD FLOOR
COLUMN | 2.34 | Cu.m | Depth | 3 | m |  | COLUMN | 0 | Sq.m |  | Depth | 3 | m
Description | Nos | Length | Width | Depth | Cu. Value |  | Description | Nos | Length |  | Depth | Cu. Value
C1 | 13 | 0.3 | 0.2 | 3 | 2.34 |  | C1 | 13 | 1 |  | 3 | 39
C2 | 0 | 0.25 | 0.2 | 3 | 0 |  | C2 | 0 | 0.9 |  | 3 | 0
C3 | 0 | 0.2 | 0.2 | 3 | 0 |  | C3 | 0 | 0.8 |  | 3 | 0
Total = |  |  |  |  | 2.34 |  | Total = |  |  |  |  | 0
ATTCHED BEAMS | 3.9763 | Cu.m |  |  |  |  | ATTCHED BEAMS | 19.8816 | Sq.m
Description | Length | Width | Depth | Cu. Value |  |  | Description | Length | Width |  | Sq.Value
B1-B6 | 66.272 | 0.2 | 0.3 | 3.9763 |  |  | B1-B6 | 66.272 | 0.3 |  | 19.8816
Total = |  |  |  | 3.9763 |  |  | Total = |  |  |  | 19.8816
Attached beam lengths
B1-B3 | 15.392 | 15.392 | 15.392 | 16.45 | 3.646 | 0 | 0 | 0 | 0 |  | 0 | 0 | 0 | 0 | 0 | 0 | 0 | 0 | 0 | 66.272
SLAB | 12.2706 | Cu.m |  |  |  |  | SLAB | 101.5891 | Sq.m
Description | Area | Depth | Cu. Value |  |  |  | Description | Length | Width |  | Area Value
Total Slab | 98.799 | 0.13 | 12.8439 |  |  |  | Total Slab | 98.799 | 0 |  | 98.799
Shaded Slab | 0 | 0 | 0 |  |  |  | Beam Outer Side | 46.885 | 0.13 |  | 6.095
Cantilever | 0 | 0 | 0 |  |  |  | Stair Side | 8.5 | 0.13 |  | 1.105
|  |  | 12.8439 | [7 empty] | 105.9991
Deduction | [6 empty] | Deduction
Lift Void | 0 | 0 | 0 |  |  |  | Lift Void | 0 |  |  | 0
Stair Well | 4.41 | 0.13 | 0.5733 |  |  |  | Stair Well | 4.41 | 0 |  | 4.41
|  |  | 0.5733 | [7 empty] | 4.41
Slab Details
Total Slab | 98.799 | 0 | 0 | 0 | 0 | 0 | 0 | 0 | 0 |  | 0 | 0 | 0 | 0 | 0 | 0 | 0 | 0 | 0 | 98.799
Shaded Slab | 0 | 0 | 0 | 0 | 0 | 0 | 0 | 0 | 0 |  | 0 | 0 | 0 | 0 | 0 | 0 | 0 | 0 | 0 | 0
Cantilever | 0 | 0 | 0 | 0 | 0 | 0 | 0 | 0 | 0 |  | 0 | 0 | 0 | 0 | 0 | 0 | 0 | 0 | 0 | 0
Deduction
Lift Void | 0 | 0 | 0 | 0 | 0 | 0 | 0 | 0 | 0 |  | 0 | 0 | 0 | 0 | 0 | 0 | 0 | 0 | 0 | 0
Stair Well | 4.41 | 0 | 0 | 0 | 0 | 0 | 0 | 0 | 0 |  | 0 | 0 | 0 | 0 | 0 | 0 | 0 | 0 | 0 | 4.41
RC WALL | 0 | Cu.m |  |  |  |  | RC WALL | 0 | Sq.m
Description | Length | Width | Depth | Cu. Value |  |  | Description | Length | Width |  | Area Value
100mm tk | 0 | 0 | 0 | 0 |  |  | 100mm tk | 0 | 0 |  | 0
Rc wall lengths
100mm tk | 0 | 0 | 0 | 0 | 0 | 0 | 0 | 0 | 0 |  | 0 | 0 | 0
ROOFING WORKS
ROOFING FRAMES
Description | Nos | Length | Total. Length
75mm x 75mm Ridge cap | 1 | 12.565 | 12.565
75mm x 75mm Wall plate | 1 | 20.925 | 20.925
50x150mm Timber Rafter | 1 | 107.02 | 107.02
40x40mm Timber Battens | 1 | 182.57 | 182.57
25x250mm timber Fascia Board | 1 | 20.83 | 20.83
Ridge flashing | 1 | 20.87 | 20.87
Side flashing | 1 | 16.344 | 16.344
Gutter | 1 | 20.83 | 20.83
75mm x 75mm Ridge cap | 12.565 | 0 | 0 | 0 | 12.565
75mm x 75mm Wall plate | 12.665 | 8.26 | 0 | 0 | 20.925
50x150mm Timber Rafter | 62.86 | 44.16 | 0 | 0 | 107.02
40x40mm Timber Battens | 112.05 | 70.52 | 0 | 0 | 182.57
25x250mm timber Fascia Board | 12.57 | 8.26 | 0 | 0 | 20.83
Ridge flashing | 12.57 | 8.3 | 0 | 0 | 20.87
Side flashing | 4.161 | 4.161 | 4.011 | 4.011 | 16.344
Gutter | 12.57 | 8.26 | 0 | 0 | 20.83
ROCK WOOL & PVC MESH | 0 | SQ.M
Description | Nos | Length | Width | Sq.Vale
Rockwool & pvc mesh | 1 | 0 | 0 | 0
Rockwool & pvc mesh | 1 | 0 | 0 | 0
Rockwool & pvc mesh | 1 | 0 | 0 | 0
Total = |  |  |  | 0
ROOFING SHEETS | 63.7122 | SQ.M
Description | Nos | Width |  | Sq.Vale
(26" width & Length 4.451m) | 20 | 0.66 | 4.451 | 58.7532
(26" width & Length 4.299m) | 13 | 0.66 | 4.299 | 4.959
Total = |  |  |  | 63.7122
ROOFING WORKS
ROOFING FRAMES
Description | Nos | Length | Total. Length
75mmx75mm Ridge | 0 | 0 | 0
75mmx75mm Wall plate | 0 | 0 | 0
50x150mm Timber Rafter | 0 | 0 | 0
Fascia Board (20x250mm) | 0 | 0 | 0
Ridge cap | 0 | 0 | 0
Ridge Flashing | 0 | 0 | 0
Side Flashing | 0 | 0 | 0
Gutter | 0 | 0 | 0
75mmx75mm Ridge | 0 | 0 | 0 | 0
75mmx75mm Wall plate | 0 | 0 | 0 | 0
50x150mm Timber Rafter | 0 | 0 | 0 | 0
Fascia Board (20x250mm) | 0 | 0 | 0 | 0
Ridge cap | 0 | 0 | 0 | 0
Ridge Flashing | 0 | 0 | 0 | 0
Side Flashing | 0 | 0 | 0 | 0
Gutter | 0 | 0 | 0 | 0
ROCK WOOL & PVC MESH | #REF!
Description | Nos | Width | Sq.Vale
Rockwool & pvc mesh | 1 | 77.528 | #REF!
Rockwool & pvc mesh | 1 | 133.25 | #REF!
Rockwool & pvc mesh | 1 | 14 | #REF!
Total = |  |  | #REF!
ROOFING SHEETS | #REF!
Description | Nos |  | Sq.Vale
Lysaght Roofing (26" width & Length 4.8m) | 1 | 77.528 | #REF!
Lysaght Roofing (26" width & Length 4.8m) | 1 | 133.25 | #REF!
Lysaght Roofing (26" width & Length 4.8m) | 1 | 14 | #REF!
Total = |  |  | #REF!

## STR (MPH) (hidden)
FOUNDATION | ISOLATED FOOTING
EXCAVATION | 114.7645 | Cu.m | [5 empty] | 50mm tk Sand bed |  |  | 93.2446 | Sq.m
Description | Nos | Length | Width | Depth | Cu. Value |  |  | Description | Nos |  | Length | Width | Sq.Value
F1 | 8 | 1.8 | 1.8 | 1.25 | 32.4 | Need to add 50mm both side |  | F1 | 8 |  | 1.8 | 1.8 | 25.92
F2 | 14 | 1.5 | 1.5 | 1.25 | 39.375 | Need to add 50mm both side |  | F2 | 14 |  | 1.5 | 1.5 | 31.5
Total = |  |  |  |  | 71.775 |  |  | Total = |  |  |  |  | 57.42
Description | Nos | Length | Width | Depth | Cu. Value |  |  | Description | Nos |  | Length | Width/Depth | Sq.Value
TB1 | 1 | 40.659 | 0.35 | 1.2 | 17.0768 |  |  | TB1 | 1 |  | 40.659 | 0.35 | 14.2306
TB2 | 1 | 61.697 | 0.35 | 1.2 | 25.9127 |  |  | TB2 | 1 |  | 61.697 | 0.35 | 21.5939
Total = |  |  |  |  | 42.9895 |  |  | Total = |  |  |  |  | 35.8246
LENGTH DETAILS:
TB1 | 4.3 | 1.153 | 1.3 | 4.3 | 1.3 | 4.6 | 11.45 | 12.256 |  |  |  |  | 40.659
TB2 | 4.6 | 4.6 | 4.6 | 1.6 | 1.15 | 1.597 | 1.6 | 1.6 | 4.6 |  | 4.6 | 31.15 | 61.697
LEAN CONCRETE | 4.6622 | Cu.m
Description | Nos | Length | Width | Depth | Cu. Value
F1 | 8 | 1.8 | 1.8 | 0.05 | 1.296
F2 | 14 | 1.5 | 1.5 | 0.05 | 1.575
Total = |  |  |  |  | 2.871
Description | Nos | Length | Width | Depth | Cu. Value
TB1 | 1 | 40.659 | 0.35 | 0.05 | 0.71153
TB2 | 1 | 61.697 | 0.35 | 0.05 | 1.0797
Total = |  |  |  |  | 1.7912
SOLID CONCRETE | [6 empty] | SHUTTERING | [6 empty] | BITUMEN LAYER |  |  |  |  | BITUMEN LAYER
FOOTING | 32.788 | Cu.m |  |  |  |  | FOOTING | 66.08 | Sq.m |  |  |  |  | FOOTING | 84.86 | Sq.m |  |  | FOOTING | 66.08 | Sq.m
TIE BEAM | 0 | Cu.m |  |  |  |  | TIE BEAM | 0 | Sq.m |  |  |  |  | TIE BEAM | 0 | Sq.m |  |  | TIE BEAM | 0 | Sq.m
[14 empty] | TOP SURFACE |  |  |  |  | SIDE
Description | Nos | Length | Width | Depth | Cu. Value |  | Description | Nos | Perimeter | Extra | Depth | Sq. Value |  | Description | Nos | Area | Sq.Value |  | Description | Perimeter | Depth | Sq.Value
F1 | 8 | 1.7 | 1.7 | 0.35 | 8.092 |  | F1 | 8 | 6.8 | 0.05 | 0.35 | 19.04 |  | F1 | 8 | 2.89 | 23.12 |  | F1 | 6.8 | 0.35 | 19.04
F2 | 14 | 2.1 | 2.1 | 0.4 | 24.696 |  | F2 | 14 | 8.4 |  | 0.4 | 47.04 |  | F2 | 14 | 4.41 | 61.74 |  | F2 | 8.4 | 0.4 | 47.04
Total = |  |  |  |  | 32.788 |  | Total = |  |  |  |  | 66.08 |  |  |  | Total = | 84.86 |  |  |  | Total = | 66.08
Description | Nos | Length | Width | Depth | Cu. Value |  | Description | Nos | Length | Extra | Depth | Sq. Value |  | Description | Length | Width | Sq.Value |  | Description | Length | Depth | Sq.Value
TB1 & TB2 | 1 | 0 | 0.25 | 0.4 | 0 |  | TB1 & TB2 | 1 | 0 | 0.05 | 0.4 | 0 |  | TB | 0 | 0.25 | 0 |  | TB | 0 | 0.4 | 0
Total = |  |  |  |  | 0 |  | Total = |  |  |  |  | 0 |  |  |  | Total = | 0 |  |  |  | Total = | 0
LENGTH DETAILS:
TB1 & TB2 | 0 | 0 | 0 | 0 | [8 empty] | 0
FOUNDATION | RAFT FOUNDATION
EXCAVATION | 0 | Cu.m | [5 empty] | 50mm tk Sand bed |  |  | 0 | Sq.m
Description | Nos | Length/Area | Width | Depth | Cu. Value |  |  | Description | Nos |  | Length | Width/Depth | Sq.Value
450MM TK RAFT | 0 | 0 | 0 | 0 | 0 |  |  | 450MM TK RAFT | 0 |  | 0 | 0 | 0
Total = |  |  |  |  | 0 |  |  | Total = |  |  |  |  | 0
LEAN CONCRETE | 0 | Cu.m
Description | Nos | Length | Width | Depth | Cu. Value
450MM TK RAFT | 0 | 0 | 0 | 0.05 | 0
Total = |  |  |  |  | 0
SOLID CONCRETE
RAFT | 0 | Cu.m
Description | Nos | Length | Width | Depth | Cu. Value
450MM TK RAFT | 0 | 0 | 0 | 0.45 | 0
Total = |  |  |  |  | 0
FB | 0 | Cu.m |  |  |  |  | FB | 0 | Sq.m
Description | Nos | Length/Area | Width | Depth | Cu. Value |  | Description | Nos | Length | Extra | Depth | Sq. Value |  | CALCULATED BASE ON PERIMETER
FB1-FB4 | 0 | 0 | 0 | 0.55 | 0 |  | FB1-FB4 | 0 | 0 |  | 0.55 | 0
Total = |  |  |  |  | 0 |  | Total = |  |  |  |  | 0
FB Length
FB1-FB4 | 0 | 0 | 0 | 0 | 0 | 0 | 0 | 0 | 0 |  | 0 | 0 | 0 | 0 | 0 | 0
COLUMN | 4.9175 | Cu.m | Depth | 1.75 | m |  | COLUMN | 57.4 | Sq.m |  | Depth | 1.75 | m |  | COLUMN | 57.4 | Sq.m | BITUMEN LAYER
Description | Nos | Length | Width | Depth | Cu. Value |  | Description | Nos | Perimeter |  | Depth | Sq. Value |  |  | Description | Nos | Perimeter | Depth | Sq. Value
C1 | 8 | 0.35 | 0.35 | 1.75 | 1.715 |  | C1 | 8 | 1.4 |  | 1.75 | 19.6 |  |  | C1 | 8 | 1.4 | 1.75 | 19.6
C2 | 12 | 0.35 | 0.35 | 1.75 | 2.5725 |  | C2 | 12 | 1.4 |  | 1.75 | 29.4 |  |  | C2 | 12 | 1.4 | 1.75 | 29.4
C3 | 4 | 0.3 | 0.3 | 1.75 | 0.63 |  | C3 | 4 | 1.2 |  | 1.75 | 8.4 |  |  | C3 | 4 | 1.2 | 1.75 | 8.4
Total = |  |  |  |  | 4.9175 |  | Total = |  |  |  |  | 57.4 |  |  | Total = |  |  |  | 57.4
STARTER | 0.6825 | Cu.m | Depth | 1.75 | m |  | STARTER | 5.6 | Sq.m |  | Depth | 1.75 | m
Description | Nos | Length | Width | Depth | Cu. Value |  | Description | Nos | Length |  | Depth | Sq. Value
300mm tk Starter | 1 | 1.3 | 0.3 | 1.75 | 0.6825 |  | 300mm tk Starter | 1 | 3.2 |  | 1.75 | 5.6
Total = |  |  |  |  | 0.6825 |  | Total = |  |  |  |  | 5.6
BACKFLLING | 77.059 | Cu.m
Description | Nos | Length | Width | Depth | Cu. Value
Footing | 1 | 0 | 0 | 0 | 32.788
Tie Beams | 1 | 0 | 0 | 0 | 0
Columns | 1 | 0 | 0 | 0 | 4.9175
Total = |  |  |  |  | 37.7055
Additional | 0 | 0 | 0 | 0 | 0
Total = |  |  |  |  | 0
GRADE SLAB | 55.6923 | Cu.m | [12 empty] | GRADE SLAB | 556.9225 | Sq.m | POLYTHENE
Description | Nos | Length | Width | Depth | Cu. Value | [9 empty] | Description | Nos | Area | Depth | Sq. Value
Grade Slab | 1 | 30.35 | 18.35 | 0.1 | 55.6923 | [9 empty] | Grade Slab | 1 | 556.9225 | 0 | 556.9225
[15 empty] | Total = |  |  |  | 556.9225
Total = |  |  |  |  | 55.6923
GRADE BEAMS | 13.4187 | Cu.m |  |  |  |  | GRADE BEAMS | 161.025 | Sq.m
Description | Length | Width | Depth | Cu. Value |  |  | Description | Length | Width |  | Sq.Value
GB | 214.7 | 0.25 | 0.25 | 13.4187 |  |  | GB | 214.7 | 0.75 |  | 161.025
Total = |  |  |  | 13.4187 |  |  | Total = |  |  |  | 161.025
Beam Lengths
GB | 113 | 101.7 | 0 | 0 | [8 empty] | 214.7
THIS ITEMS FOR SLAB DECUTION
GROUND FLOOR
COLUMN | 11.6615 | Cu.m | Depth | 4.15 | m |  | COLUMN | 136.12 | Sq.m |  | Depth | 4.15 | m | COLUMN | 15.62 | Sq.m
Description | Nos | Length | Width | Depth | Cu. Value |  | Description | Nos | Perimeter |  | Depth | Sq. Value |  | Description | Nos | Legth | Width | Sq. Value
C1 | 8 | 0.35 | 0.35 | 4.15 | 4.067 |  | C1 | 8 | 1.4 |  | 4.15 | 46.48 |  | C1 | 8 | 0.35 | 0.35 | 0.98
C2 | 12 | 0.35 | 0.35 | 4.15 | 6.1005 |  | C2 | 12 | 1.4 |  | 4.15 | 69.72 |  | C2 | 12 | 2.8 | 0.35 | 11.76
C3 | 4 | 0.3 | 0.3 | 4.15 | 1.494 |  | C3 | 4 | 1.2 |  | 4.15 | 19.92 |  | C3 | 4 | 2.4 | 0.3 | 2.88
Total = |  |  |  |  | 11.6615 |  | Total = |  |  |  |  | 136.12 |  | Total = |  |  |  | 15.62
ATTACHED BEAMS | 17.4242 | Cu.m |  |  |  |  | ATTACHED BEAMS | 206.376 | Sq.m |  |  |  |  | ATTACHED BEAMS | 50.505 | Sq.m
Description | Length | Width | Depth | Cu. Value |  |  | Description | Length | Width |  | Sq.Value |  |  | Description | Nos | Length | Width | Sq. Value
B1,B2,B3,B4,B5 | 106.5 | 0.25 | 0.345 | 9.1856 |  |  | B1,B2,B3,B4,B5 | 106.5 | 0.94 |  | 100.11 |  |  | B1,B2,B3,B4,B5 | 1 | 106.5 | 0.25 | 26.625
B6 | 119.4 | 0.2 | 0.345 | 8.2386 |  |  | B6 | 119.4 | 0.89 |  | 106.266 |  |  | B6 | 1 | 119.4 | 0.2 | 23.88
Total = |  |  |  | 17.4242 |  |  | Total = |  |  |  | 206.376 |  |  | Total = |  |  |  | 50.505
Beam Lengths
B1,B2,B3,B4,B5 | 17.95 | 17.95 | 24.5 | 23.3 | 22.8 | [7 empty] | 106.5
B6 | 30.35 | 30.35 | 17.95 | 17.95 | 5.7 | 5.7 | 11.4 | [5 empty] | 119.4
SLAB | 96.3356 | Cu.m |  |  |  |  | SLAB | 593.0932 | Sq.m
Description | Area | Depth | Cu. Value |  |  |  | Description | Length | Width/Area |  | Area Value
155mm tk Slab | 701.4 | 0.155 | 108.717 |  |  |  | 155mm tk Slab | 701.4 | 0 |  | 701.4
[7 empty] | Void Side | 142.44 | 0.155 |  | 22.0782
|  |  | 108.717 | [7 empty] | 723.4782
Deduction | [6 empty] | Deduction
Lift Void | 0 | 0.155 | 0 |  |  |  | Lift Void | 1 | 0 |  | 0
Stair Well & Voids | 64.26 | 0.155 | 9.9603 |  |  |  | Stair Well | 1 | 64.26 |  | 64.26
Column | 15.62 | 0.155 | 2.4211 |  |  |  | Beam & Column | 1 | 66.125 |  | 66.125
|  |  | 12.3814 | [7 empty] | 130.385
Slab Details
155mm tk Slab | 701.4 | 0 | 0 | 0 | 0 | 0 | 0 | 0 | 0 |  | 701.4
Deduction
Lift Void | 0 | 0 | 0 | 0 | 0 | 0 | 0 | 0 | 0 |  | 0
Stair Well & Voids | 64.26 | 0 | 0 | 0 | 0 | 0 | 0 | 0 | 0 |  | 64.26
Side Shuttering
Beam Outer Length | 108.8 | 0 | 0 | 0 | 0 | 0 | 0 | 0 | 0 |  | 108.8
Stair Outer | 33.64 | 0 | 0 | 0 | 0 | 0 | 0 | 0 | 0 |  | 33.64
Void Outer | 0 | 0 | 0 | 0 | 0 | 0 | 0 | 0 | 0 |  | 0
STAIRCASE | 0.415 | Cu.m
Description | Length | Width | Depth/Area | Cu. Value
Waist Slab- Up | 0 | 1 | 0.15 | 0
Waist Slab- Dn | 0 | 1 | 0.15 | 0
Half Landing -1 | 0 | 1 | 0.165 | 0
Half Landing - Triangle | 0 | 1 | 0.165 | 0.165
Steps | 0 | 0.197 | 0.165 | 0
Extra |  |  |  | 0.25
Total = |  |  |  | 0.415
RC WALL | 0 | Cu.m |  |  |  |  | RC WALL | 0 | Sq.m
Description | Length | Width | Depth | Cu. Value |  |  | Description | Length | Width |  | Area Value
100mm tk | 0 | 0 | 0 | 0 |  |  | 100mm tk | 0 | 0 |  | 0
Total = |  |  |  | 0 |  |  | Total = |  |  |  | 0
Rc wall lengths
100mm tk | 0 | 0 | 0 | 0 | 0 | 0 | 0 | 0 | 0 |  | 0 | 0 | 0
1ST FLOOR
COLUMN | 9.1325 | Cu.m | Depth | 3.25 | m |  | COLUMN | 106.6 | Sq.m |  | Depth | 3.25 | m | COLUMN | 15.62 | Sq.m
Description | Nos | Length | Width | Depth | Cu. Value |  | Description | Nos | Length |  | Depth | Sq. Value |  | Description | Nos | Length | Width | Sq. Value
C1 | 8 | 0.35 | 0.35 | 3.25 | 3.185 |  | C1 | 8 | 1.4 |  | 3.25 | 36.4 |  | C1 | 8 | 0.35 | 0.35 | 0.98
C2 | 12 | 0.35 | 0.35 | 3.25 | 4.7775 |  | C2 | 12 | 1.4 |  | 3.25 | 54.6 |  | C2 | 12 | 2.8 | 0.35 | 11.76
C3 | 4 | 0.3 | 0.3 | 3.25 | 1.17 |  | C3 | 4 | 1.2 |  | 3.25 | 15.6 |  | C3 | 4 | 2.4 | 0.3 | 2.88
Total = |  |  |  |  | 9.1325 |  | Total = |  |  |  |  | 106.6 |  | Total = |  |  |  | 15.62
ATTACHED BEAMS | 17.4242 | Cu.m |  |  |  |  | ATTACHED BEAMS | 206.376 | Sq.m |  |  |  |  | ATTACHED BEAMS | 50.505 | Sq.m
Description | Length | Width | Depth | Cu. Value |  |  | Description | Length | Width |  | Sq.Value |  |  | Description | Nos | Length | Width | Sq. Value
B1,B2,B3,B4,B5 | 106.5 | 0.25 | 0.345 | 9.1856 |  |  | B1,B2,B3,B4,B5 | 106.5 | 0.94 |  | 100.11 |  |  | B1,B2,B3,B4,B5 | 1 | 106.5 | 0.25 | 26.625
B6 & B7 | 119.4 | 0.2 | 0.345 | 8.2386 |  |  | B6 & B7 | 119.4 | 0.89 |  | 106.266 |  |  | B6 & B7 | 1 | 119.4 | 0.2 | 23.88
Total = |  |  |  | 17.4242 |  |  | Total = |  |  |  | 206.376 |  |  | Total = |  |  |  | 50.505
Beam Lengths
B1,B2,B3,B4,B5 | 35.9 | 24.5 | 23.3 | 22.8 | 0 | [7 empty] | 106.5
B6 & B7 | 30.35 | 30.35 | 17.95 | 17.95 | 11.4 | 11.4 | 0 | 0 |  |  |  |  | 119.4
SLAB | 73.9412 | Cu.m |  |  |  |  | SLAB | 446.8462 | Sq.m
Description | Area | Depth | Cu. Value |  |  |  | Description | Length | Width/Area |  | Area Value
155mm tk Slab | 556.92 | 0.155 | 86.3226 |  |  |  | 155mm tk Slab | 556.92 | 0 |  | 556.92
[7 empty] | Void Side | 131.04 | 0.155 |  | 20.3112
|  |  | 86.3226 | [7 empty] | 577.2312
Deduction | [6 empty] | Deduction
Lift Void | 0 | 0.155 | 0 |  |  |  | Lift Void | 1 | 0 |  | 0
Stair Well & Voids | 64.26 | 0.155 | 9.9603 |  |  |  | Stair Well | 1 | 64.26 |  | 64.26
Column | 15.62 | 0.155 | 2.4211 |  |  |  | Beam & Column | 1 | 66.125 |  | 66.125
|  |  | 12.3814 | [7 empty] | 130.385
Slab Details
155mm tk Slab | 556.92 | 0 | 0 | 0 | 0 | 0 | 0 | 0 | 0 |  | 556.92
Deduction
Lift Void | 0 | 0 | 0 | 0 | 0 | 0 | 0 | 0 | 0 |  | 0
Stair Well & Voids | 64.26 | 0 | 0 | 0 | 0 | 0 | 0 | 0 | 0 |  | 64.26
Side Shuttering
Beam Outer Length | 97.4 | 0 | 0 | 0 | 0 | 0 | 0 | 0 | 0 |  | 97.4
Stair Outer | 33.64 | 0 | 0 | 0 | 0 | 0 | 0 | 0 | 0 |  | 33.64
Void Outer | 0 | 0 | 0 | 0 | 0 | 0 | 0 | 0 | 0 |  | 0
STAIRCASE | 0 | Cu.m
Description | Length | Width | Depth/Area | Cu. Value
Waist Slab- Up | 0 | 0 | 0.15 | 0
Waist Slab- Dn | 0 | 0 | 0.15 | 0
Half Landing -1 | 0 | 0 | 0.165 | 0
Half Landing - Triangle | 0 | 0 | 0.165 | 0
Steps | 0 | 0 | 0.165 | 0
Extra |  |  |  | 0
Total = |  |  |  | 0
RC WALL | 0 | Cu.m |  |  |  |  | RC WALL | 0 | Sq.m
Description | Length | Width | Depth | Cu. Value |  |  | Description | Length | Width |  | Area Value
100mm tk | 0 | 0 | 0 | 0 |  |  | 100mm tk | 0 | 0 |  | 0
Total = |  |  |  | 0 |  |  | Total = |  |  |  | 0
Rc wall lengths
100mm tk | 0 | 0 | 0 | 0 | 0 | 0 | 0 | 0 | 0 |  | 0 | 0 | 0
1ST FLOOR
COLUMN | 2.85 | Cu.m | Depth | 3 | m |  | COLUMN | 7.2 | Sq.m |  | Depth | 3 | m
Description | Nos | Length | Width | Depth | Cu. Value |  | Description | Nos | Length |  | Depth | Cu. Value
C1 | 13 | 0.3 | 0.2 | 3 | 2.34 |  | C1 | 13 | 1 |  | 3 | 39
C2 | 1 | 0.25 | 0.2 | 3 | 0.15 |  | C2 | 1 | 0.9 |  | 3 | 2.7
C3 | 3 | 0.2 | 0.2 | 3 | 0.36 |  | C3 | 3 | 0.8 |  | 3 | 7.2
Total = |  |  |  |  | 2.85 |  | Total = |  |  |  |  | 7.2
ATTCHED BEAMS | 3.8335 | Cu.m |  |  |  |  | ATTCHED BEAMS | 55.7606 | Sq.m
Description | Length | Width | Depth | Cu. Value |  |  | Description | Length | Width |  | Sq.Value
B1-B6 | 87.126 | 0.2 | 0.22 | 3.8335 |  |  | B1-B6 | 87.126 | 0.64 |  | 55.7606
Total = |  |  |  | 3.8335 |  |  | Total = |  |  |  | 55.7606
Attached beam lengths
B1-B3 | 15.392 | 15.392 | 15.392 | 22.2 | 18.75 | 0 | 0 | 0 | 0 |  | 0 | 0 | 0 | 0 | 0 | 0 | 0 | 0 | 0 | 87.126
SLAB | 15.5355 | Cu.m |  |  |  |  | SLAB | 126.704 | Sq.m
Description | Area | Depth | Cu. Value |  |  |  | Description | Length | Width |  | Area Value
Total Slab | 123.914 | 0.13 | 16.1088 |  |  |  | Total Slab | 123.914 | 0 |  | 123.914
Shaded Slab | 0 | 0 | 0 |  |  |  | Beam Outer Side | 46.885 | 0.13 |  | 6.095
Cantilever | 0 | 0 | 0 |  |  |  | Stair Side | 8.5 | 0.13 |  | 1.105
|  |  | 16.1088 | [7 empty] | 131.114
Deduction | [6 empty] | Deduction
Lift Void | 0 | 0 | 0 |  |  |  | Lift Void | 0 |  |  | 0
Stair Well | 4.41 | 0.13 | 0.5733 |  |  |  | Stair Well | 4.41 | 0 |  | 4.41
|  |  | 0.5733 | [7 empty] | 4.41
Slab Details
Total Slab | 123.914 | 0 | 0 | 0 | 0 | 0 | 0 | 0 | 0 |  | 0 | 0 | 0 | 0 | 0 | 0 | 0 | 0 | 0 | 123.914
Shaded Slab | 0 | 0 | 0 | 0 | 0 | 0 | 0 | 0 | 0 |  | 0 | 0 | 0 | 0 | 0 | 0 | 0 | 0 | 0 | 0
Cantilever | 0 | 0 | 0 | 0 | 0 | 0 | 0 | 0 | 0 |  | 0 | 0 | 0 | 0 | 0 | 0 | 0 | 0 | 0 | 0
Deduction
Lift Void | 0 | 0 | 0 | 0 | 0 | 0 | 0 | 0 | 0 |  | 0 | 0 | 0 | 0 | 0 | 0 | 0 | 0 | 0 | 0
Stair Well | 4.41 | 0 | 0 | 0 | 0 | 0 | 0 | 0 | 0 |  | 0 | 0 | 0 | 0 | 0 | 0 | 0 | 0 | 0 | 4.41
STAIRCASE | 1.4718 | Cu.m
Description | Length | Width | Depth/Area | Cu. Value
Waist Slab- Up | 2.035 | 0.95 | 0.15 | 0.28999
Waist Slab- Up | 2.035 | 0.95 | 0.15 | 0.28999
Half Landing -1 | 1.85 | 0.875 | 0.15 | 0.24281
Half Landing -2 | 0.925 | 0.875 | 0.15 | 0.12141
Steps | 14 | 0.95 | 0.020875 | 0.27764
Extra |  |  |  | 0.25
Total = |  |  |  | 1.4718
RC WALL | 0 | Cu.m |  |  |  |  | RC WALL | 0 | Sq.m
Description | Length | Width | Depth | Cu. Value |  |  | Description | Length | Width |  | Area Value
100mm tk | 0 | 0 | 0 | 0 |  |  | 100mm tk | 0 | 0 |  | 0
Rc wall lengths
100mm tk | 0 | 0 | 0 | 0 | 0 | 0 | 0 | 0 | 0 |  | 0 | 0 | 0
2ND FLOOR
COLUMN | 2.49 | Cu.m | Depth | 3 | m |  | COLUMN | 0 | Sq.m |  | Depth | 3 | m
Description | Nos | Length | Width | Depth | Cu. Value |  | Description | Nos | Length |  | Depth | Cu. Value
C1 | 13 | 0.3 | 0.2 | 3 | 2.34 |  | C1 | 13 | 1 |  | 3 | 39
C2 | 1 | 0.25 | 0.2 | 3 | 0.15 |  | C2 | 1 | 0.9 |  | 3 | 2.7
C3 | 0 | 0.2 | 0.2 | 3 | 0 |  | C3 | 0 | 0.8 |  | 3 | 0
Total = |  |  |  |  | 2.49 |  | Total = |  |  |  |  | 0
ATTCHED BEAMS | 3.169 | Cu.m |  |  |  |  | ATTCHED BEAMS | 46.0941 | Sq.m
Description | Length | Width | Depth | Cu. Value |  |  | Description | Length | Width |  | Sq.Value
B1-B6 | 72.022 | 0.2 | 0.22 | 3.169 |  |  | B1-B6 | 72.022 | 0.64 |  | 46.0941
Total = |  |  |  | 3.169 |  |  | Total = |  |  |  | 46.0941
Attached beam lengths
B1-B3 | 15.392 | 15.392 | 15.392 | 22.2 | 3.646 | 0 | 0 | 0 | 0 |  | 0 | 0 | 0 | 0 | 0 | 0 | 0 | 0 | 0 | 72.022
SLAB | 12.2706 | Cu.m |  |  |  |  | SLAB | 101.5891 | Sq.m
Description | Area | Depth | Cu. Value |  |  |  | Description | Length | Width |  | Area Value
Total Slab | 98.799 | 0.13 | 12.8439 |  |  |  | Total Slab | 98.799 | 0 |  | 98.799
Shaded Slab | 0 | 0 | 0 |  |  |  | Beam Outer Side | 46.885 | 0.13 |  | 6.095
Cantilever | 0 | 0 | 0 |  |  |  | Stair Side | 8.5 | 0.13 |  | 1.105
|  |  | 12.8439 | [7 empty] | 105.9991
Deduction | [6 empty] | Deduction
Lift Void | 0 | 0 | 0 |  |  |  | Lift Void | 0 |  |  | 0
Stair Well | 4.41 | 0.13 | 0.5733 |  |  |  | Stair Well | 4.41 | 0 |  | 4.41
|  |  | 0.5733 | [7 empty] | 4.41
Slab Details
Total Slab | 98.799 | 0 | 0 | 0 | 0 | 0 | 0 | 0 | 0 |  | 0 | 0 | 0 | 0 | 0 | 0 | 0 | 0 | 0 | 98.799
Shaded Slab | 0 | 0 | 0 | 0 | 0 | 0 | 0 | 0 | 0 |  | 0 | 0 | 0 | 0 | 0 | 0 | 0 | 0 | 0 | 0
Cantilever | 0 | 0 | 0 | 0 | 0 | 0 | 0 | 0 | 0 |  | 0 | 0 | 0 | 0 | 0 | 0 | 0 | 0 | 0 | 0
Deduction
Lift Void | 0 | 0 | 0 | 0 | 0 | 0 | 0 | 0 | 0 |  | 0 | 0 | 0 | 0 | 0 | 0 | 0 | 0 | 0 | 0
Stair Well | 4.41 | 0 | 0 | 0 | 0 | 0 | 0 | 0 | 0 |  | 0 | 0 | 0 | 0 | 0 | 0 | 0 | 0 | 0 | 4.41
STAIRCASE | 1.4718 | Cu.m
Description | Length | Width | Depth/Area | Cu. Value
Waist Slab- Up | 2.035 | 0.95 | 0.15 | 0.28999
Waist Slab- Up | 2.035 | 0.95 | 0.15 | 0.28999
Half Landing -1 | 1.85 | 0.875 | 0.15 | 0.24281
Half Landing -2 | 0.925 | 0.875 | 0.15 | 0.12141
Steps | 14 | 0.95 | 0.020875 | 0.27764
Extra |  |  |  | 0.25
Total = |  |  |  | 1.4718
RC WALL | 0 | Cu.m |  |  |  |  | RC WALL | 0 | Sq.m
Description | Length | Width | Depth | Cu. Value |  |  | Description | Length | Width |  | Area Value
100mm tk | 0 | 0 | 0 | 0 |  |  | 100mm tk | 0 | 0 |  | 0
Rc wall lengths
100mm tk | 0 | 0 | 0 | 0 | 0 | 0 | 0 | 0 | 0 |  | 0 | 0 | 0
3RD FLOOR
COLUMN | 2.34 | Cu.m | Depth | 3 | m |  | COLUMN | 0 | Sq.m |  | Depth | 3 | m
Description | Nos | Length | Width | Depth | Cu. Value |  | Description | Nos | Length |  | Depth | Cu. Value
C1 | 13 | 0.3 | 0.2 | 3 | 2.34 |  | C1 | 13 | 1 |  | 3 | 39
C2 | 0 | 0.25 | 0.2 | 3 | 0 |  | C2 | 0 | 0.9 |  | 3 | 0
C3 | 0 | 0.2 | 0.2 | 3 | 0 |  | C3 | 0 | 0.8 |  | 3 | 0
Total = |  |  |  |  | 2.34 |  | Total = |  |  |  |  | 0
ATTCHED BEAMS | 3.9763 | Cu.m |  |  |  |  | ATTCHED BEAMS | 19.8816 | Sq.m
Description | Length | Width | Depth | Cu. Value |  |  | Description | Length | Width |  | Sq.Value
B1-B6 | 66.272 | 0.2 | 0.3 | 3.9763 |  |  | B1-B6 | 66.272 | 0.3 |  | 19.8816
Total = |  |  |  | 3.9763 |  |  | Total = |  |  |  | 19.8816
Attached beam lengths
B1-B3 | 15.392 | 15.392 | 15.392 | 16.45 | 3.646 | 0 | 0 | 0 | 0 |  | 0 | 0 | 0 | 0 | 0 | 0 | 0 | 0 | 0 | 66.272
SLAB | 12.2706 | Cu.m |  |  |  |  | SLAB | 101.5891 | Sq.m
Description | Area | Depth | Cu. Value |  |  |  | Description | Length | Width |  | Area Value
Total Slab | 98.799 | 0.13 | 12.8439 |  |  |  | Total Slab | 98.799 | 0 |  | 98.799
Shaded Slab | 0 | 0 | 0 |  |  |  | Beam Outer Side | 46.885 | 0.13 |  | 6.095
Cantilever | 0 | 0 | 0 |  |  |  | Stair Side | 8.5 | 0.13 |  | 1.105
|  |  | 12.8439 | [7 empty] | 105.9991
Deduction | [6 empty] | Deduction
Lift Void | 0 | 0 | 0 |  |  |  | Lift Void | 0 |  |  | 0
Stair Well | 4.41 | 0.13 | 0.5733 |  |  |  | Stair Well | 4.41 | 0 |  | 4.41
|  |  | 0.5733 | [7 empty] | 4.41
Slab Details
Total Slab | 98.799 | 0 | 0 | 0 | 0 | 0 | 0 | 0 | 0 |  | 0 | 0 | 0 | 0 | 0 | 0 | 0 | 0 | 0 | 98.799
Shaded Slab | 0 | 0 | 0 | 0 | 0 | 0 | 0 | 0 | 0 |  | 0 | 0 | 0 | 0 | 0 | 0 | 0 | 0 | 0 | 0
Cantilever | 0 | 0 | 0 | 0 | 0 | 0 | 0 | 0 | 0 |  | 0 | 0 | 0 | 0 | 0 | 0 | 0 | 0 | 0 | 0
Deduction
Lift Void | 0 | 0 | 0 | 0 | 0 | 0 | 0 | 0 | 0 |  | 0 | 0 | 0 | 0 | 0 | 0 | 0 | 0 | 0 | 0
Stair Well | 4.41 | 0 | 0 | 0 | 0 | 0 | 0 | 0 | 0 |  | 0 | 0 | 0 | 0 | 0 | 0 | 0 | 0 | 0 | 4.41
RC WALL | 0 | Cu.m |  |  |  |  | RC WALL | 0 | Sq.m
Description | Length | Width | Depth | Cu. Value |  |  | Description | Length | Width |  | Area Value
100mm tk | 0 | 0 | 0 | 0 |  |  | 100mm tk | 0 | 0 |  | 0
Rc wall lengths
100mm tk | 0 | 0 | 0 | 0 | 0 | 0 | 0 | 0 | 0 |  | 0 | 0 | 0
ROOFING WORKS
ROOFING FRAMES
Description | Nos | Length | Total. Length
75mm x 75mm Ridge cap | 1 | 12.565 | 12.565
75mm x 75mm Wall plate | 1 | 20.925 | 20.925
50x150mm Timber Rafter | 1 | 107.02 | 107.02
40x40mm Timber Battens | 1 | 182.57 | 182.57
25x250mm timber Fascia Board | 1 | 20.83 | 20.83
Ridge flashing | 1 | 20.87 | 20.87
Side flashing | 1 | 16.344 | 16.344
Gutter | 1 | 20.83 | 20.83
75mm x 75mm Ridge cap | 12.565 | 0 | 0 | 0 | 12.565
75mm x 75mm Wall plate | 12.665 | 8.26 | 0 | 0 | 20.925
50x150mm Timber Rafter | 62.86 | 44.16 | 0 | 0 | 107.02
40x40mm Timber Battens | 112.05 | 70.52 | 0 | 0 | 182.57
25x250mm timber Fascia Board | 12.57 | 8.26 | 0 | 0 | 20.83
Ridge flashing | 12.57 | 8.3 | 0 | 0 | 20.87
Side flashing | 4.161 | 4.161 | 4.011 | 4.011 | 16.344
Gutter | 12.57 | 8.26 | 0 | 0 | 20.83
ROCK WOOL & PVC MESH | 0 | SQ.M
Description | Nos | Length | Width | Sq.Vale
Rockwool & pvc mesh | 1 | 0 | 0 | 0
Rockwool & pvc mesh | 1 | 0 | 0 | 0
Rockwool & pvc mesh | 1 | 0 | 0 | 0
Total = |  |  |  | 0
ROOFING SHEETS | 63.7122 | SQ.M
Description | Nos | Width |  | Sq.Vale
(26" width & Length 4.451m) | 20 | 0.66 | 4.451 | 58.7532
(26" width & Length 4.299m) | 13 | 0.66 | 4.299 | 4.959
Total = |  |  |  | 63.7122
ROOFING WORKS
ROOFING FRAMES
Description | Nos | Length | Total. Length
75mmx75mm Ridge | 0 | 0 | 0
75mmx75mm Wall plate | 0 | 0 | 0
50x150mm Timber Rafter | 0 | 0 | 0
Fascia Board (20x250mm) | 0 | 0 | 0
Ridge cap | 0 | 0 | 0
Ridge Flashing | 0 | 0 | 0
Side Flashing | 0 | 0 | 0
Gutter | 0 | 0 | 0
75mmx75mm Ridge | 0 | 0 | 0 | 0
75mmx75mm Wall plate | 0 | 0 | 0 | 0
50x150mm Timber Rafter | 0 | 0 | 0 | 0
Fascia Board (20x250mm) | 0 | 0 | 0 | 0
Ridge cap | 0 | 0 | 0 | 0
Ridge Flashing | 0 | 0 | 0 | 0
Side Flashing | 0 | 0 | 0 | 0
Gutter | 0 | 0 | 0 | 0
ROCK WOOL & PVC MESH | #REF!
Description | Nos | Width | Sq.Vale
Rockwool & pvc mesh | 1 | 77.528 | #REF!
Rockwool & pvc mesh | 1 | 133.25 | #REF!
Rockwool & pvc mesh | 1 | 14 | #REF!
Total = |  |  | #REF!
ROOFING SHEETS | #REF!
Description | Nos |  | Sq.Vale
Lysaght Roofing (26" width & Length 4.8m) | 1 | 77.528 | #REF!
Lysaght Roofing (26" width & Length 4.8m) | 1 | 133.25 | #REF!
Lysaght Roofing (26" width & Length 4.8m) | 1 | 14 | #REF!
Total = |  |  | #REF!

## FIN (hidden)
GROUND FLOOR
BRICK WORK
150mm tk wall | 265.0106 | Sq.m
Description | Length | Depth | Sq. Value
150mm outer wall (Beam Line) | 40.872 | 3.57 | 145.913 | (From Tie beam to Roof Beam bottom)
150mm outer wall (Slab Line) | 29.616 | 3.85 | 114.0216 | (From Tie beam to Roof Beam bottom)
150mm outer wall (Slab Line) | 14.73 | 1.2 | 17.676 | (From Tie beam to Roof Beam bottom)
Total = |  |  | 277.6106
Masonry wall Length
150mm outer wall (Beam Line) | 5.014 | 4.204 | 4.204 | 2.627 | 0.15 | 1.898 | 1.15 | 1.574 | 3.76 | 5.555 | 5.392 | 1.675 | 3.669 | 0 | 40.872
150mm outer wall (Slab Line) | 5.615 | 3.67 | 1.584 | 2.031 | 2.4 | 2.65 | 4.1 | 3.33 | 1.376 | 2.86 | 0 | 0 | 0 | 0 | 29.616
150mm outer wall (Slab Line) | 4.163 | 1.661 | 1.068 | 2.145 | 2.145 | 1.774 | 1.774 | 0 | 0 | 0 | 0 | 0 | 0 | 0 | 14.73
Deduction
Description | item | Nos | Width | Depth | Area | Total area | Counts | [7 empty] | Total area
Outer | W04 | 1 | 0.9 | 1.5 | 1.35 | 1.35 | 1 | 0 | 0 | 0 | 0 | 0 | 0 | 0 | 1
| W02 | 1 | 1.8 | 1.5 | 2.7 | 2.7 | 1 | 0 | 0 | 0 | 0 | 0 | 0 | 0 | 1
| D02 | 1 | 0.95 | 2.25 | 2.1375 | 2.1375 | 1 | 0 | 0 | 0 | 0 | 0 | 0 | 0 | 1
Inner | D03 | 3 | 0.95 | 2.25 | 2.1375 | 6.4125 | 1 | 2 | 0 | 0 | 0 | 0 | 0 | 0 | 3
| W02 | 1 | 1.8 | 1.5 | 2.7 | 2.7 | 1 | 0 | 0 | 0 | 0 | 0 | 0 | 0 | 1
| W04 | 1 | 0.9 | 1.5 | 1.35 | 1.35 | 1 | 0 | 0 | 0 | 0 | 0 | 0 | 0 | 1
| W01 | 1 | 1.517 | 1.5 | 2.2755 | 2.2755 | 1 | 0 | 0 | 0 | 0 | 0 | 0 | 0 | 1
| D01 | 1 | 1.7 | 2.45 | 4.165 | 4.165 | 1 | 0 | 0 | 0 | 0 | 0 | 0 | 0 | 1
| PD01 | 1 | 2.45 | 2.25 | 5.5125 | 5.5125 | 1 | 0 | 0 | 0 | 0 | 0 | 0 | 0 | 1
| SD01 | 1 | 2.15 | 2.6 | 5.59 | 5.59 | 1 | 0 | 0 | 0 | 0 | 0 | 0 | 0 | 1
| SD02 | 1 | 2.335 | 2.6 | 6.071 | 6.071 | 1 | 0 | 0 | 0 | 0 | 0 | 0 | 0 | 1
| Total Outer Area = |  |  |  |  | 12.6
PLASTERING (OUTER)
25mm tk Outer Plastering | 208.2428 | Sq.m
Description | Length | Depth | Sq. Value
Outer Wall - Full | 39.335 | 4.15 | 163.2403 | From FFL to beam bottom
Outer wal - 1.2M HT | 24.26 | 2 | 48.52
Total = |  |  | 211.7603
Plastering wall Length
Outer Wall - Full | 30.674 | 8.661 | 0 | 0 | 0 | 0 | 0 | 0 | 0 | 0 | 0 | 39.335
Outer wal - 1.2M HT | 2.145 | 2.145 | 0.5 | 0.5 | 1.775 | 1.775 | 0.5 | 14.92 | 0 | 0 | 0 | 24.26
Deduction (Outer)
Description | item | Nos | Length | Width | Area | Total area | Outer (-) | Inner (-) | Side (+)
Outer | W04 | 1 | 0.9 | 1.5 | 1.35 | 1.35 | 1.35 | 1.35 | 0.72
| W02 | 1 | 1.8 | 1.5 | 2.7 | 2.7 | 2.7 | 2.7 | 0.99
| D02 | 1 | 0.95 | 2.25 | 2.1375 | 2.1375 | 2.1375 | 2.1375 | 0.96
| Total Outer Area = |  |  |  |  | 6.1875 | 6.1875 | 6.1875 | 2.67
Inner | D03 | 3 | 0.95 | 2.25 | 2.1375 | 6.4125 | 6.4125 | 6.4125 | 2.88
| W02 | 1 | 1.8 | 1.5 | 2.7 | 2.7 | 2.7 | 2.7 | 0.99
| W04 | 1 | 0.9 | 1.5 | 1.35 | 1.35 | 1.35 | 1.35 | 0.72
| W01 | 1 | 1.517 | 1.5 | 2.2755 | 2.2755 | 2.2755 | 2.2755 | 0.9051
| D01 | 1 | 1.7 | 2.45 | 4.165 | 4.165 | 4.165 | 4.165 | 1.245
| PD01 | 1 | 2.45 | 2.25 | 5.5125 | 5.5125 | 5.5125 | 5.5125 | 1.41
| SD01 | 1 | 2.15 | 2.6 | 5.59 | 5.59 | 5.59 | 5.59 | 1.425
| SD02 | 1 | 2.335 | 2.6 | 6.071 | 6.071 | 6.071 | 6.071 | 1.4805
| Total Outer Area = |  |  |  |  | 34.0765 | 34.0765 | 34.0765 | 11.0556
PLASTERING (INNER)
15mm tk Inner Plastering | 252.4469 | Sq.m
Description | Length | Depth | Sq. Value
Internal Wall | 103.012 | 3.065 | 315.7318
Total = |  |  | 315.7318
Plastering wall Length
Internal Wall | 15.455 | 16.15 | 23.6 | 16.415 | 6.202 | 9.684 | 9.84 | 5.666 | 0 | 0 | 0 | 0 | 0 | 0 | 103.012
SCREEDING
Floor Screeding | 121.785 | Sq.m
Stair screeding | 11 | Sq.m
Screeding area
Screeding area | 17.35 | 16.11 | 25.8 | 3.58 | 16.83 | 9.3 | 2.193 | 28.5 | 2.122 | 0 | 0 | 0 | 0 | 0 | 0 | 0 | 0 | 0 | 0 | 0 | 0 | 0 | 0 | 121.785
Stair screeding | 5.5 | 5.5 | 0 | 0 | 0 | 0 | 0 | 0 | 0 | 0 | 0 | 0 | 0 | 0 | 0 | 0 | 0 | 0 | 0 | 0 | 0 | 0 | 0 | 11
PAINTING
External Paiting | 208.2428 | Sq.m
Internal Paiting | 252.4469 | Sq.m
Ceiling Paiting | 121.87 | Sq.m
Ceiling Paiting
Ceiling Paiting | 17.4 | 16.11 | 25.8 | 3.59 | 16.83 | 9.3 | 2.2 | 28.52 | 2.12 | 0 | 0 | 0 | 0 | 0 | 0 | 0 | 0 | 0 | 0 | 0 | 0 | 0 | 0 | 121.87
TILING
GENERAL TILES | 110.392 | Sq.m
Description | sizes | Area | Skirting Length | Skirt area | Total
General tiling | 600x600 | 110.392 | 0 | 0 | 110.392
Total = |  |  |  |  | 110.392
DETAILS
AREA | 17.35 | 16.11 | 25.8 | 3.589 | 16.83 | 2.193 | 28.52 | 0 | 0 | 0 | 0 | 0 | 0 | 0 | 0 | 110.392
Skirting Length | 0 | 0 | 0 | 0 | 0 | 0 | 0 | 0 | 0 | 0 | 0 | 0 | 0 | 0 | 0 | 0
TOILET (FLOOR) | 11.42 | Sq.m
Description | sizes | Area | Total
Toilet Floor | 300x300 | 11.42 | 11.42
Total = |  |  | 11.42
DETAILS
AREA | 9.3 | 2.12 | 0 | 0 | 0 | 0 | 0 | 0 | 0 | 11.42
TILING (WALL) | 22.61 | Sq.m
Description | sizes | Length | Depth | Total
Toilet Wall | 300x600 | 11.42 | 2.5 | 28.55
Deduction: (-) |  | 0 | 0 | 5.94
Total = |  |  |  | 22.61
TOILET WALL
Length | 9.3 | 2.12 | 0 | 0 | 0 | 0 | 0 | 0 | 0 | 11.42
Deduction | 4.68 | 1.26 | 0 | 0 | 0 | 0 | 0 | 0 | 0 | 5.94
STAIR CASE | 9.8604 | Sq.m
Description | Nos | Length | Depth | Total
Going (280x600mm) | 1 | 2.75 | 2 | 5.5
Riser (165x280mm) | 20 | 0.988 | 0.165 | 3.2604
Skirting | 1 | 11 | 0.1 | 1.1
Total = |  |  |  | 9.8604
Staircase
Skirting | 4.2 | 4.2 | 2.6 | 0 | 0 | 0 | 0 | 0 | 0 | 11
LIFT FACE | 4.2 | Sq.m
Description | Nos | Length | Depth | Total
Right wall | 0 | 0 | 0 | 0
Left wall | 0 | 0 | 0 | 0
Middle - Above door | 0 | 0 | 0 | 0
0
Total = |  |  |  | 0
GYPSUM CEILING
Gypsum ceiling | 11.42 | Sq.m | (including paint finishes)
Area
Gypsum ceiling | 9.3 | 2.12 | 0 | 0 | 0 | 0 | 0 | 0 | 0 | 11.42
TOILET FIXTURES
Description | Toilet-F | Toilet-M |  |  | Total
Water Closet | 0 | 0 | 0 | 0 | 0
Urinal | 0 | 0 | 0 | 0 | 0
Washbasin | 1 | 0 | 0 | 0 | 1
Shower set | 0 | 0 | 0 | 0 | 0
Muslim Shower | 0 | 0 | 0 | 0 | 0
Faucet-Washbasin | 1 | 0 | 0 | 0 | 1
Tap | 0 | 0 | 0 | 0 | 0
Angle Valve | 0 | 0 | 0 | 0 | 0
Stop Valve | 0 | 0 | 0 | 0 | 0
Mirror set | 0 | 0 | 0 | 0 | 0
Bottle trap | 0 | 0 | 0 | 0 | 0
Counter Top | 0 | 0 | 0 | 0 | 0
Floor drain | 0 | 0 | 0 | 0 | 0
HAND RAILI
Hand Rail | 0 | RM
RUNNING METER
Hand Rail | 0 | 0 | 0 | 0 | 0 | 0 | 0 | 0 | 0 | 0
FIRST FLOOR
BRICK WORK
150mm tk wall | 287.4782 | Sq.m
Description | Length | Depth | Sq. Value
150mm outer wall (Beam Line) | 31.826 | 3.57 | 113.6188
150mm outer wall (Slab Line) | 41.684 | 3.85 | 160.4834
150mm outer wall (Slab Line) | 0 | 1.2 | 0
150mm - 2M wall | 9.258 | 2 | 18.516
Total = |  |  | 292.6182
Masonry wall Length
150mm outer wall (Beam Line) | 4.101 | 5.392 | 1.957 | 2.155 | 1.924 | 1.64 | 4.25 | 3.8 | 1.9 | 2.205 | 2.502 | 0 | 0 | 0 | 31.826
150mm outer wall (Slab Line) | 2.911 | 1.318 | 3.524 | 6.626 | 2.45 | 1.89 | 1.84 | 5.65 | 5.55 | 5.725 | 4.2 | 0 | 0 | 0 | 41.684
150mm outer wall (Slab Line) | 0 | 0 | 0 | 0 | 0 | 0 | 0 | 0 | 0 | 0 | 0 | 0 | 0 | 0 | 0
150mm - 2M wall | 3.598 | 3.76 | 1.9 | 0 | 0 | 0 | 0 | 0 | 0 | 0 | 0 | 0 | 0 | 0 | 9.258
Deduction
Description | item | Nos | Width | Depth | Area | Total area | Counts | [7 empty] | Total area
Outer | W03 | 1 | 1.9 | 1.6 | 3.04 | 3.04 | 1 | 0 | 0 | 0 | 0 | 0 | 0 | 0 | 1
Inner | W05 | 3 | 1 | 0.7 | 0.7 | 2.1 | 1 | 1 | 1 | 0 | 0 | 0 | 0 | 0 | 3
| SD01 | 3 | 2.335 | 2.6 | 6.071 | 18.213 | 1 | 1 | 1 | 0 | 0 | 0 | 0 | 0 | 3
| PD02 | 3 | 1.65 | 2.25 | 3.7125 | 11.1375 | 1 | 1 | 1 | 0 | 0 | 0 | 0 | 0 | 3
| D04 | 3 | 1.1 | 2.25 | 2.475 | 7.425 | 1 | 1 | 1 | 0 | 0 | 0 | 0 | 0 | 3
| Total Outer Area = |  |  |  |  | 5.14
PLASTERING (OUTER)
25mm tk Outer Plastering | 95.3079 | Sq.m
Description | Length | Depth | Sq. Value
Outer Wall - Full | 16.765 | 3 | 50.295 | From FFL to beam bottom
Outer wal - 2.0m | 9.258 | 4.15 | 38.4207
Outer wal - 1.2M | 2.068 | 4.15 | 8.5822
Total = |  |  | 97.2979
Plastering wall Length
Outer Wall - Full | 12.5 | 2.2 | 2.065 | 0 | 0 | 0 | 0 | 0 | 0 | 0 | 0 | 16.765
Outer wal - 2.0m | 3.598 | 3.76 | 1.9 | 0 | 0 | 0 | 0 | 0 | 0 | 0 | 0 | 9.258
Outer wal - 1.2M | 1.468 | 0.6 | 0 | 0 | 0 | 0 | 0 | 0 | 0 | 0 | 0 | 2.068
Deduction (Outer)
Description | item | Nos | Length | Width | Area | Total area | Outer (-) | Inner (-) | Side (+)
Outer | W03 | 1 | 1.9 | 1.6 | 3.04 | 3.04 | 3.04 | 3.04 | 1.05
| Total Outer Area = |  |  |  |  | 3.04 | 3.04 | 3.04 | 1.05
Inner | W05 | 3 | 1 | 0.7 | 0.7 | 2.1 | 2.1 | 2.1 | 1.53
| SD01 | 3 | 2.335 | 2.6 | 6.071 | 18.213 | 18.213 | 18.213 | 4.4415
| PD02 | 3 | 1.65 | 2.25 | 3.7125 | 11.1375 | 11.1375 | 11.1375 | 3.51
| D04 | 3 | 1.1 | 2.25 | 2.475 | 7.425 | 7.425 | 7.425 | 3.015
| Total Outer Area = |  |  |  |  | 38.8755 | 38.8755 | 38.8755 | 12.4965
PLASTERING (INNER)
15mm tk Inner Plastering | 366.3425 | Sq.m
Description | Length | Depth | Sq. Value
Internal Wall | 152.5042 | 2.85 | 434.637
Total = |  |  | 434.637
Plastering wall Length
Internal Wall | 12.564 | 19.85 | 12 | 19.625 | 32.7852 | 11.98 | 17.15 | 7.91 | 8.244 | 2.916 | 5.48 | 2 | 0 | 0 | 152.5042
SCREEDING
Floor Screeding | 118.7 | Sq.m
Stair screeding | 11 | Sq.m
Screeding area
Screeding area | 8.4 | 17.85 | 9.32 | 7.8 | 8.05 | 7.75 | 17.27 | 20.38 | 17.02 | 4.86 | 0 | 0 | 0 | 0 | 0 | 0 | 0 | 0 | 0 | 0 | 0 | 0 | 0 | 118.7
Stair screeding | 5.5 | 5.5 | 0 | 0 | 0 | 0 | 0 | 0 | 0 | 0 | 0 | 0 | 0 | 0 | 0 | 0 | 0 | 0 | 0 | 0 | 0 | 0 | 0 | 11
PAINTING
External Paiting | 95.3079 | Sq.m
Internal Paiting | 366.3425 | Sq.m
Ceiling Paiting | 125.2 | Sq.m
Ceiling Paiting
Ceiling Paiting | 8.4 | 17.85 | 9.32 | 7.8 | 8.05 | 7.75 | 17.27 | 20.38 | 17.02 | 4.86 | 6.5 | 0 | 0 | 0 | 0 | 0 | 0 | 0 | 0 | 0 | 0 | 0 | 0 | 125.2
TILING
GENERAL TILES | 52.14 | Sq.m
Description | sizes | Area | Skirting Length | Skirt area | Total
General tiling | 600x600 | 52.14 | 0 | 0 | 52.14
Total = |  |  |  |  | 52.14
DETAILS
AREA | 17.85 | 17.27 | 17.02 | 0 | 0 | 0 | 0 | 0 | 0 | 0 | 0 | 0 | 0 | 0 | 0 | 52.14
Skirting Length | 0 | 0 | 0 | 0 | 0 | 0 | 0 | 0 | 0 | 0 | 0 | 0 | 0 | 0 | 0 | 0
OUTDOOR TILES | 20.085 | Sq.m
Description | sizes | Area | Skirting Length | Skirt area | Total
General tiling | 600x600 | 20.085 | 0 | 0 | 20.085
Total = |  |  |  |  | 20.085
DETAILS
AREA | 9.315 | 7.33 | 3.44 | 0 | 0 | 0 | 0 | 0 | 0 | 0 | 0 | 0 | 0 | 0 | 0 | 20.085
Skirting Length | 0 | 0 | 0 | 0 | 0 | 0 | 0 | 0 | 0 | 0 | 0 | 0 | 0 | 0 | 0 | 0
TOILET (FLOOR) | 23.66 | Sq.m
Description | sizes | Area | Total
Toilet Floor | 300x300 | 23.66 | 23.66
Total = |  |  | 23.66
DETAILS
AREA | 8.13 | 7.78 | 7.75 | 0 | 0 | 0 | 0 | 0 | 0 | 23.66
TILING (WALL) | 87.33 | Sq.m
Description | sizes | Length | Depth | Total
Toilet Wall | 300x600 | 36.564 | 2.5 | 91.41
Deduction: (-) |  | 0 | 0 | 4.08
Total = |  |  |  | 87.33
TOILET WALL
Length | 12.564 | 12 | 12 | 0 | 0 | 0 | 0 | 0 | 0 | 36.564
Deduction | 1.36 | 1.36 | 1.36 | 0 | 0 | 0 | 0 | 0 | 0 | 4.08
STAIR CASE | 9.8604 | Sq.m
Description | Nos | Length | Depth | Total
Going (280x600mm) | 1 | 2.75 | 2 | 5.5
Riser (165x280mm) | 20 | 0.988 | 0.165 | 3.2604
Skirting | 1 | 11 | 0.1 | 1.1
Total = |  |  |  | 9.8604
Staircase
Skirting | 4.2 | 4.2 | 2.6 | 0 | 0 | 0 | 0 | 0 | 0 | 11
LIFT FACE | 4.2 | Sq.m
Description | Nos | Length | Depth | Total
Right wall | 0 | 0 | 0 | 0
Left wall | 0 | 0 | 0 | 0
Middle - Above door | 0 | 0 | 0 | 0
0
Total = |  |  |  | 0
GYPSUM CEILING
Gypsum ceiling | 23.66 | Sq.m | (including paint finishes)
Area
Gypsum ceiling | 8.13 | 7.78 | 7.75 | 0 | 0 | 0 | 0 | 0 | 0 | 23.66
TOILET FIXTURES
Description | Bath-1 | Bath-2 | Bath-3 | Total
Water Closet | 1 | 1 | 1 | 3
Washbasin | 1 | 1 | 1 | 3
Shower set | 1 | 1 | 1 | 3
Muslim Shower | 1 | 1 | 1 | 3
Faucet-Washbasin | 1 | 1 | 1 | 3
Angle Valve | 3 | 3 | 3 | 9
Stop Valve | 1 | 1 | 1 | 3
Mirror set | 1 | 1 | 1 | 3
Bottle trap | 1 | 1 | 1 | 3
Counter Top | 1 | 1 | 1 | 3
Floor drain | 1 | 1 | 1 | 3
Side Glass wall | 1 | 1 | 1 | 3
HAND RAILI
Hand Rail | 14.733 | RM
RUNNING METER
Hand Rail | 4.9 | 5.62 | 4.213 | 0 | 0 | 0 | 0 | 0 | 0 | 14.733
2ND-5TH FLOOR
BRICK WORK
150mm tk wall | 287.4782 | Sq.m
Description | Length | Depth | Sq. Value
150mm outer wall (Beam Line) | 31.826 | 3.57 | 113.6188
150mm outer wall (Slab Line) | 41.684 | 3.85 | 160.4834
150mm outer wall (Slab Line) | 0 | 1.2 | 0
150mm - 2M wall | 9.258 | 2 | 18.516
Total = |  |  | 292.6182
Masonry wall Length
150mm outer wall (Beam Line) | 4.101 | 5.392 | 1.957 | 2.155 | 1.924 | 1.64 | 4.25 | 3.8 | 1.9 | 2.205 | 2.502 | 0 | 0 | 0 | 31.826
150mm outer wall (Slab Line) | 2.911 | 1.318 | 3.524 | 6.626 | 2.45 | 1.89 | 1.84 | 5.65 | 5.55 | 5.725 | 4.2 | 0 | 0 | 0 | 41.684
150mm outer wall (Slab Line) | 0 | 0 | 0 | 0 | 0 | 0 | 0 | 0 | 0 | 0 | 0 | 0 | 0 | 0 | 0
150mm - 2M wall | 3.598 | 3.76 | 1.9 | 0 | 0 | 0 | 0 | 0 | 0 | 0 | 0 | 0 | 0 | 0 | 9.258
Deduction
Description | item | Nos | Width | Depth | Area | Total area | Counts | [7 empty] | Total area
Outer | W03 | 1 | 1.9 | 1.6 | 3.04 | 3.04 | 1 | 0 | 0 | 0 | 0 | 0 | 0 | 0 | 1
Inner | W05 | 3 | 1 | 0.7 | 0.7 | 2.1 | 1 | 1 | 1 | 0 | 0 | 0 | 0 | 0 | 3
| SD01 | 3 | 2.335 | 2.6 | 6.071 | 18.213 | 1 | 1 | 1 | 0 | 0 | 0 | 0 | 0 | 3
| PD02 | 3 | 1.65 | 2.25 | 3.7125 | 11.1375 | 1 | 1 | 1 | 0 | 0 | 0 | 0 | 0 | 3
| D04 | 3 | 1.1 | 2.25 | 2.475 | 7.425 | 1 | 1 | 1 | 0 | 0 | 0 | 0 | 0 | 3
| Total Outer Area = |  |  |  |  | 5.14
PLASTERING (OUTER)
25mm tk Outer Plastering | 86.7257 | Sq.m
Description | Length | Depth | Sq. Value
Outer Wall - Full | 16.765 | 3 | 50.295 | From FFL to beam bottom
Outer wal - 2.0m | 9.258 | 4.15 | 38.4207
Total = |  |  | 88.7157
Plastering wall Length
Outer Wall - Full | 12.5 | 2.2 | 2.065 | 0 | 0 | 0 | 0 | 0 | 0 | 0 | 0 | 16.765
Outer wal - 2.0m | 3.598 | 3.76 | 1.9 | 0 | 0 | 0 | 0 | 0 | 0 | 0 | 0 | 9.258
Deduction (Outer)
Description | item | Nos | Length | Width | Area | Total area | Outer (-) | Inner (-) | Side (+)
Outer | W03 | 1 | 1.9 | 1.6 | 3.04 | 3.04 | 3.04 | 3.04 | 1.05
| Total Outer Area = |  |  |  |  | 3.04 | 3.04 | 3.04 | 1.05
Inner | W05 | 3 | 1 | 0.7 | 0.7 | 2.1 | 2.1 | 2.1 | 1.53
| SD01 | 3 | 2.335 | 2.6 | 6.071 | 18.213 | 18.213 | 18.213 | 4.4415
| PD02 | 3 | 1.65 | 2.25 | 3.7125 | 11.1375 | 11.1375 | 11.1375 | 3.51
| D04 | 3 | 1.1 | 2.25 | 2.475 | 7.425 | 7.425 | 7.425 | 3.015
| Total Outer Area = |  |  |  |  | 38.8755 | 38.8755 | 38.8755 | 12.4965
PLASTERING (INNER)
15mm tk Inner Plastering | 366.3425 | Sq.m
Description | Length | Depth | Sq. Value
Internal Wall | 152.5042 | 2.85 | 434.637
Total = |  |  | 434.637
Plastering wall Length
Internal Wall | 12.564 | 19.85 | 12 | 19.625 | 32.7852 | 11.98 | 17.15 | 7.91 | 8.244 | 2.916 | 5.48 | 2 | 0 | 0 | 152.5042
SCREEDING
Floor Screeding | 118.7 | Sq.m
Stair screeding | 11 | Sq.m
Screeding area
Screeding area | 8.4 | 17.85 | 9.32 | 7.8 | 8.05 | 7.75 | 17.27 | 20.38 | 17.02 | 4.86 | 0 | 0 | 0 | 0 | 0 | 0 | 0 | 0 | 0 | 0 | 0 | 0 | 0 | 118.7
Stair screeding | 5.5 | 5.5 | 0 | 0 | 0 | 0 | 0 | 0 | 0 | 0 | 0 | 0 | 0 | 0 | 0 | 0 | 0 | 0 | 0 | 0 | 0 | 0 | 0 | 11
PAINTING
External Paiting | 86.7257 | Sq.m
Internal Paiting | 366.3425 | Sq.m
Ceiling Paiting | 125.2 | Sq.m
Ceiling Paiting
Ceiling Paiting | 8.4 | 17.85 | 9.32 | 7.8 | 8.05 | 7.75 | 17.27 | 20.38 | 17.02 | 4.86 | 6.5 | 0 | 0 | 0 | 0 | 0 | 0 | 0 | 0 | 0 | 0 | 0 | 0 | 125.2
TILING
GENERAL TILES | 52.14 | Sq.m
Description | sizes | Area | Skirting Length | Skirt area | Total
General tiling | 600x600 | 52.14 | 0 | 0 | 52.14
Total = |  |  |  |  | 52.14
DETAILS
AREA | 17.85 | 17.27 | 17.02 | 0 | 0 | 0 | 0 | 0 | 0 | 0 | 0 | 0 | 0 | 0 | 0 | 52.14
Skirting Length | 0 | 0 | 0 | 0 | 0 | 0 | 0 | 0 | 0 | 0 | 0 | 0 | 0 | 0 | 0 | 0
TOILET (FLOOR) | 23.66 | Sq.m
Description | sizes | Area | Total
Toilet Floor | 300x300 | 23.66 | 23.66
Total = |  |  | 23.66
DETAILS
AREA | 8.13 | 7.78 | 7.75 | 0 | 0 | 0 | 0 | 0 | 0 | 23.66
TILING (WALL) | 87.33 | Sq.m
Description | sizes | Length | Depth | Total
Toilet Wall | 300x600 | 36.564 | 2.5 | 91.41
Deduction: (-) |  | 0 | 0 | 4.08
Total = |  |  |  | 87.33
TOILET WALL
Length | 12.564 | 12 | 12 | 0 | 0 | 0 | 0 | 0 | 0 | 36.564
Deduction | 1.36 | 1.36 | 1.36 | 0 | 0 | 0 | 0 | 0 | 0 | 4.08
STAIR CASE | 9.8604 | Sq.m
Description | Nos | Length | Depth | Total
Going (280x600mm) | 1 | 2.75 | 2 | 5.5
Riser (165x280mm) | 20 | 0.988 | 0.165 | 3.2604
Skirting | 1 | 11 | 0.1 | 1.1
Total = |  |  |  | 9.8604
Staircase
Skirting | 4.2 | 4.2 | 2.6 | 0 | 0 | 0 | 0 | 0 | 0 | 11
LIFT FACE | 4.2 | Sq.m
Description | Nos | Length | Depth | Total
Right wall | 0 | 0 | 0 | 0
Left wall | 0 | 0 | 0 | 0
Middle - Above door | 0 | 0 | 0 | 0
0
Total = |  |  |  | 0
GYPSUM CEILING
Gypsum ceiling | 23.66 | Sq.m | (including paint finishes)
Area
Gypsum ceiling | 8.13 | 7.78 | 7.75 | 0 | 0 | 0 | 0 | 0 | 0 | 23.66
TOILET FIXTURES
Description | Bath-1 | Bath-2 | Bath-3 | Total
Water Closet | 1 | 1 | 1 | 3
Washbasin | 1 | 1 | 1 | 3
Shower set | 1 | 1 | 1 | 3
Muslim Shower | 1 | 1 | 1 | 3
Faucet-Washbasin | 1 | 1 | 1 | 3
Angle Valve | 3 | 3 | 3 | 9
Stop Valve | 1 | 1 | 1 | 3
Mirror set | 1 | 1 | 1 | 3
Bottle trap | 1 | 1 | 1 | 3
Counter Top | 1 | 1 | 1 | 3
Floor drain | 1 | 1 | 1 | 3
Side Glass wall | 1 | 1 | 1 | 3
HAND RAILI
Hand Rail | 14.733 | RM
RUNNING METER
Hand Rail | 4.9 | 5.62 | 4.213 | 0 | 0 | 0 | 0 | 0 | 0 | 14.733
TERRACE FLOOR
BRICK WORK
150mm tk wall | 201.4415 | Sq.m
Description | Length | Depth | Sq. Value
150mm outer wall (Beam Line) | 29.998 | 3.57 | 107.0929
150mm outer wall (Slab Line) | 25.356 | 3.85 | 97.6206
150mm - 2M wall | 3.759 | 2 | 7.518
Total = |  |  | 212.2315
Masonry wall Length
150mm outer wall (Beam Line) | 5.015 | 5.392 | 5.55 | 5.838 | 0.928 | 1.7 | 1.898 | 2.627 | 1.05 | 0 | 0 | 0 | 0 | 0 | 29.998
150mm outer wall (Slab Line) | 5.89 | 4.77 | 3.451 | 3.47 | 1.65 | 1.65 | 3.264 | 1.211 | 0 | 0 | 0 | 0 | 0 | 0 | 25.356
150mm - 2M wall | 3.759 | 0 | 0 | 0 | 0 | 0 | 0 | 0 | 0 | 0 | 0 | 0 | 0 | 0 | 3.759
Deduction
Description | item | Nos | Width | Depth | Area | Total area | Counts | [7 empty] | Total area
Outer | W06 | 1 | 1.5 | 1.6 | 2.4 | 2.4 | 1 | 0 | 0 | 0 | 0 | 0 | 0 | 0 | 1
| W07 | 1 | 2.15 | 1.6 | 3.44 | 3.44 | 1 | 0 | 0 | 0 | 0 | 0 | 0 | 0 | 1
| D04 | 1 | 1.1 | 2.25 | 2.475 | 2.475 | 1 | 0 | 0 | 0 | 0 | 0 | 0 | 0 | 1
Inner | D04 | 1 | 1.1 | 2.25 | 2.475 | 2.475 | 1 | 0 | 0 | 0 | 0 | 0 | 0 | 0 | 1
| D05 | 1 | 1.05 | 2.25 | 2.3625 | 2.3625 | 1 | 0 | 0 | 0 | 0 | 0 | 0 | 0 | 1
| D03 | 2 | 0.95 | 2.25 | 2.1375 | 4.275 | 1 | 1 | 0 | 0 | 0 | 0 | 0 | 0 | 2
| Total Outer Area = |  |  |  |  | 10.79
PLASTERING (OUTER)
25mm tk Outer Plastering | 138.995 | Sq.m
Description | Length | Depth | Sq. Value
Outer Wall - Full | 41.565 | 3 | 124.695 | From FFL to beam bottom
Outer wal - 2.0m | 3.8 | 4.15 | 15.77
Total = |  |  | 140.465
Plastering wall Length
Outer Wall - Full | 25 | 16.565 | 0 | 0 | 0 | 0 | 0 | 0 | 0 | 0 | 0 | 41.565
Outer wal - 2.0m | 3.8 | 0 | 0 | 0 | 0 | 0 | 0 | 0 | 0 | 0 | 0 | 3.8
Deduction (Outer)
Description | item | Nos | Length | Width | Area | Total area | Outer (-) | Inner (-) | Side (+)
Outer | W06 | 1 | 1.5 | 1.6 | 2.4 | 2.4 | 2.4 | 2.4 | 0.93
| W07 | 1 | 2.15 | 1.6 | 3.44 | 3.44 | 3.44 | 3.44 | 1.125
| D04 | 1 | 1.1 | 2.25 | 2.475 | 2.475 | 2.475 | 2.475 | 1.005
| Total Outer Area = |  |  |  |  | 2.4 | 2.4 | 2.4 | 0.93
Inner | D04 | 1 | 1.1 | 2.25 | 2.475 | 2.475 | 2.475 | 2.475 | 1.005
| D05 | 1 | 1.05 | 2.25 | 2.3625 | 2.3625 | 2.3625 | 2.3625 | 0.99
| D03 | 2 | 0.95 | 2.25 | 2.1375 | 4.275 | 4.275 | 4.275 | 1.92
| Total Outer Area = |  |  |  |  | 9.1125 | 9.1125 | 9.1125 | 3.915
PLASTERING (INNER)
15mm tk Inner Plastering | 417.927 | Sq.m
Description | Length | Depth | Sq. Value
Internal Wall | 152.5042 | 2.85 | 434.637
Total = |  |  | 434.637
Plastering wall Length
Internal Wall | 12.564 | 19.85 | 12 | 19.625 | 32.7852 | 11.98 | 17.15 | 7.91 | 8.244 | 2.916 | 5.48 | 2 | 0 | 0 | 152.5042
SCREEDING
Floor Screeding | 116.36 | Sq.m
Stair screeding | 0 | Sq.m
Screeding area
Screeding area | 11.11 | 14.18 | 8.05 | 2.74 | 2.74 | 70.66 | 6.88 | 0 | 0 | 0 | 0 | 0 | 0 | 0 | 0 | 0 | 0 | 0 | 0 | 0 | 0 | 0 | 0 | 116.36
Stair screeding | 0 | 0 | 0 | 0 | 0 | 0 | 0 | 0 | 0 | 0 | 0 | 0 | 0 | 0 | 0 | 0 | 0 | 0 | 0 | 0 | 0 | 0 | 0 | 0
PAINTING
External Paiting | 138.995 | Sq.m
Internal Paiting | 417.927 | Sq.m
Ceiling Paiting | 86.89 | Sq.m
Ceiling Paiting
Ceiling Paiting | 11.18 | 14.18 | 8.05 | 2.73 | 2.73 | 35.64 | 6.88 | 5.5 | 0 | 0 | 0 | 0 | 0 | 0 | 0 | 0 | 0 | 0 | 0 | 0 | 0 | 0 | 0 | 86.89
TILING
GENERAL TILES | 40.21 | Sq.m
Description | sizes | Area | Skirting Length | Skirt area | Total
General tiling | 600x600 | 40.21 | 0 | 0 | 40.21
Total = |  |  |  |  | 40.21
DETAILS
AREA | 11.18 | 14.18 | 8.05 | 6.8 | 0 | 0 | 0 | 0 | 0 | 0 | 0 | 0 | 0 | 0 | 0 | 40.21
Skirting Length | 0 | 0 | 0 | 0 | 0 | 0 | 0 | 0 | 0 | 0 | 0 | 0 | 0 | 0 | 0 | 0
WEATHER PROOF TILES | 70.66 | Sq.m
Description | sizes | Area | Skirting Length | Skirt area | Total
General tiling | 600x600 | 70.66 | 0 | 0 | 70.66
Total = |  |  |  |  | 70.66
DETAILS
AREA | 70.66 | 0 | 0 | 0 | 0 | 0 | 0 | 0 | 0 | 0 | 0 | 0 | 0 | 0 | 0 | 70.66
Skirting Length | 0 | 0 | 0 | 0 | 0 | 0 | 0 | 0 | 0 | 0 | 0 | 0 | 0 | 0 | 0 | 0
TOILET (FLOOR) | 5.48 | Sq.m
Description | sizes | Area | Total
Toilet Floor | 300x300 | 5.48 | 5.48
Total = |  |  | 5.48
DETAILS
AREA | 2.74 | 2.74 | 0 | 0 | 0 | 0 | 0 | 0 | 0 | 5.48
TILING (WALL) | 30.38 | Sq.m
Description | sizes | Length | Depth | Total
Toilet Wall | 300x600 | 13.24 | 2.5 | 33.1
Deduction: (-) |  | 0 | 0 | 2.72
Total = |  |  |  | 30.38
TOILET WALL
Length | 6.62 | 6.62 | 0 | 0 | 0 | 0 | 0 | 0 | 0 | 13.24
Deduction | 1.36 | 1.36 | 0 | 0 | 0 | 0 | 0 | 0 | 0 | 2.72
STAIR CASE | 0 | Sq.m
Description | Nos | Length | Depth | Total
Going (280x600mm) | 0 | 0 | 0 | 0
Riser (165x280mm) | 0 | 0 | 0 | 0
Skirting | 1 | 0 | 0 | 0
Total = |  |  |  | 0
Staircase
Skirting | 0 | 0 | 0 | 0 | 0 | 0 | 0 | 0 | 0 | 0
LIFT FACE | 4.2 | Sq.m
Description | Nos | Length | Depth | Total
Right wall | 0 | 0 | 0 | 0
Left wall | 0 | 0 | 0 | 0
Middle - Above door | 0 | 0 | 0 | 0
0
Total = |  |  |  | 0
GYPSUM CEILING
Gypsum ceiling | 5.46 | Sq.m | (including paint finishes)
Area
Gypsum ceiling | 2.73 | 2.73 | 0 | 0 | 0 | 0 | 0 | 0 | 0 | 5.46
TOILET FIXTURES
Description | He | She | Laundry | Kitchen | Total
Water Closet | 1 | 1 | 0 | 0 | 2
Washbasin | 1 | 1 | 0 | 0 | 2
Shower set | 0 | 0 | 0 | 0 | 0
Muslim Shower | 1 | 1 | 0 | 0 | 2
Faucet-Washbasin | 1 | 1 | 0 | 0 | 2
Angle Valve | 3 | 3 | 2 | 1 | 9
Stop Valve | 1 | 1 | 1 | 1 | 4
Mirror set | 1 | 1 | 0 | 0 | 2
Bottle trap | 1 | 1 | 0 | 0 | 2
Counter Top | 1 | 1 | 0 | 0 | 2
Floor drain | 1 | 1 | 1 | 1 | 4
Kitchen sink | 0 | 0 | 0 | 1 | 1
HAND RAILI
Hand Rail | 0 | RM
RUNNING METER
Hand Rail | 0 | 0 | 0 | 0 | 0 | 0 | 0 | 0 | 0 | 0
ROOF FLOOR
BRICK WORK
150mm tk wall | 34.994 | Sq.m
Description | Length | Depth | Sq. Value
150mm - 2M wall | 17.497 | 2 | 34.994
Total = |  |  | 34.994
Masonry wall Length
150mm - 2M wall | 5.814 | 11.683 | 0 | 0 | 0 | 0 | 0 | 0 | 0 | 0 | 0 | 0 | 0 | 0 | 17.497
Deduction
Description | item | Nos | Width | Depth | Area | Total area | Counts | [7 empty] | Total area
Outer | 0 | 0 | 0 | 0 | 0 | 0 | 0 | 0 | 0 | 0 | 0 | 0 | 0 | 0 | 0
| 0 | 0 | 0 | 0 | 0 | 0 | 0 | 0 | 0 | 0 | 0 | 0 | 0 | 0 | 0
| 0 | 0 | 0 | 0 | 0 | 0 | 0 | 0 | 0 | 0 | 0 | 0 | 0 | 0 | 0
Inner | 0 | 0 | 0 | 0 | 0 | 0 | 0 | 0 | 0 | 0 | 0 | 0 | 0 | 0 | 0
| 0 | 0 | 0 | 0 | 0 | 0 | 0 | 0 | 0 | 0 | 0 | 0 | 0 | 0 | 0
| 0 | 0 | 0 | 0 | 0 | 0 | 0 | 0 | 0 | 0 | 0 | 0 | 0 | 0 | 0
| Total Outer Area = |  |  |  |  | 0
PLASTERING (OUTER)
25mm tk Outer Plastering | 122.1284 | Sq.m
Description | Length | Depth | Sq. Value
Outer wal - 2.0m | 17.497 | 4.15 | 72.6125 | From FFL to beam bottom
Outer wall -1.2m | 19.418 | 2.55 | 49.5159
Total = |  |  | 122.1284
Plastering wall Length
Outer wal - 2.0m | 11.683 | 5.814 | 0 | 0 | 0 | 0 | 0 | 0 | 0 | 0 | 0 | 17.497
Outer wall -1.2m | 11.964 | 7.454 | 0 | 0 | 0 | 0 | 0 | 0 | 0 | 0 | 0 | 19.418
Deduction (Outer)
Description | item | Nos | Length | Width | Area | Total area | Outer (-) | Inner (-) | Side (+)
Outer | 0 | 0 | 0 | 0 | 0 | 0 | 0 | 0 | 0
| 0 | 0 | 0 | 0 | 0 | 0 | 0 | 0 | 0
| 0 | 0 | 0 | 0 | 0 | 0 | 0 | 0 | 0
| Total Outer Area = |  |  |  |  | 0 | 0 | 0 | 0
Inner | 0 | 0 | 0 | 0 | 0 | 0 | 0 | 0 | 0
| 0 | 0 | 0 | 0 | 0 | 0 | 0 | 0 | 0
| 0 | 0 | 0 | 0 | 0 | 0 | 0 | 0 | 0
| Total Outer Area = |  |  |  |  | 0 | 0 | 0 | 0
PLASTERING (INNER)
15mm tk Inner Plastering | 0 | Sq.m
Description | Length | Depth | Sq. Value
Internal Wall | 0 | 2.85 | 0
Total = |  |  | 0
Plastering wall Length
Internal Wall | 0 | 0 | 0 | 0 | 0 | 0 | 0 | 0 | 0 | 0 | 0 | 0 | 0 | 0 | 0
SCREEDING
Floor Screeding | 65.27 | Sq.m
Stair screeding | 0 | Sq.m
Screeding area
Screeding area | 65.27 | 0 | 0 | 0 | 0 | 0 | 0 | 0 | 0 | 0 | 0 | 0 | 0 | 0 | 0 | 0 | 0 | 0 | 0 | 0 | 0 | 0 | 0 | 65.27
Stair screeding | 0 | 0 | 0 | 0 | 0 | 0 | 0 | 0 | 0 | 0 | 0 | 0 | 0 | 0 | 0 | 0 | 0 | 0 | 0 | 0 | 0 | 0 | 0 | 0
PAINTING
External Paiting | 122.1284 | Sq.m
Internal Paiting | 0 | Sq.m
Ceiling Paiting | 0 | Sq.m
Ceiling Paiting
Ceiling Paiting | 0 | 0 | 0 | 0 | 0 | 0 | 0 | 0 | 0 | 0 | 0 | 0 | 0 | 0 | 0 | 0 | 0 | 0 | 0 | 0 | 0 | 0 | 0 | 0
TILING
GENERAL TILES | 0 | Sq.m
Description | sizes | Area | Skirting Length | Skirt area | Total
General tiling | 600x600 | 0 | 0 | 0 | 0
Total = |  |  |  |  | 0
DETAILS
AREA | 0 | 0 | 0 | 0 | 0 | 0 | 0 | 0 | 0 | 0 | 0 | 0 | 0 | 0 | 0 | 0
Skirting Length | 0 | 0 | 0 | 0 | 0 | 0 | 0 | 0 | 0 | 0 | 0 | 0 | 0 | 0 | 0 | 0
WEATHER PROOF TILES | 65.27 | Sq.m
Description | sizes | Area | Skirting Length | Skirt area | Total
General tiling | 600x600 | 65.27 | 0 | 0 | 65.27
Total = |  |  |  |  | 65.27
DETAILS
AREA | 65.27 | 0 | 0 | 0 | 0 | 0 | 0 | 0 | 0 | 0 | 0 | 0 | 0 | 0 | 0 | 65.27
Skirting Length | 0 | 0 | 0 | 0 | 0 | 0 | 0 | 0 | 0 | 0 | 0 | 0 | 0 | 0 | 0 | 0
TOILET (FLOOR) | 0 | Sq.m
Description | sizes | Area | Total
Toilet Floor | 300x300 | 0 | 0
Total = |  |  | 0
DETAILS
AREA | 0 | 0 | 0 | 0 | 0 | 0 | 0 | 0 | 0 | 0
TILING (WALL) | 0 | Sq.m
Description | sizes | Length | Depth | Total
Toilet Wall | 300x600 | 0 | 2.5 | 0
Deduction: (-) |  | 0 | 0 | 0
Total = |  |  |  | 0
TOILET WALL
Length | 0 | 0 | 0 | 0 | 0 | 0 | 0 | 0 | 0 | 0
Deduction | 0 | 0 | 0 | 0 | 0 | 0 | 0 | 0 | 0 | 0
STAIR CASE | 0 | Sq.m
Description | Nos | Length | Depth | Total
Going (280x600mm) | 0 | 0 | 0 | 0
Riser (165x280mm) | 0 | 0 | 0 | 0
Skirting | 1 | 0 | 0 | 0
Total = |  |  |  | 0
Staircase
Skirting | 0 | 0 | 0 | 0 | 0 | 0 | 0 | 0 | 0 | 0
LIFT FACE | 0 | Sq.m
Description | Nos | Length | Depth | Total
Right wall | 0 | 0 | 0 | 0
Left wall | 0 | 0 | 0 | 0
Middle - Above door | 0 | 0 | 0 | 0
0
Total = |  |  |  | 0
GYPSUM CEILING
Gypsum ceiling | 0 | Sq.m | (including paint finishes)
Area
Gypsum ceiling | 0 | 0 | 0 | 0 | 0 | 0 | 0 | 0 | 0 | 0
TOILET FIXTURES
Description | He | She | Laundry | Kitchen | Total
Water Closet | 0 | 0 | 0 | 0 | 0
Washbasin | 0 | 0 | 0 | 0 | 0
Shower set | 0 | 0 | 0 | 0 | 0
Muslim Shower | 0 | 0 | 0 | 0 | 0
Faucet-Washbasin | 0 | 0 | 0 | 0 | 0
Angle Valve | 0 | 0 | 0 | 0 | 0
Stop Valve | 0 | 0 | 0 | 0 | 0
Mirror set | 0 | 0 | 0 | 0 | 0
Bottle trap | 0 | 0 | 0 | 0 | 0
Counter Top | 0 | 0 | 0 | 0 | 0
Floor drain | 0 | 0 | 0 | 0 | 0
Kitchen sink | 0 | 0 | 0 | 0 | 0
HAND RAILI
Hand Rail | 0 | RM
RUNNING METER
Hand Rail | 0 | 0 | 0 | 0 | 0 | 0 | 0 | 0 | 0 | 0

## FIN (MR) (hidden)
GROUND FLOOR
BRICK WORK
150mm tk wall | 265.0106 | Sq.m
Description | Length | Depth | Sq. Value
150mm outer wall (Beam Line) | 40.872 | 3.57 | 145.913 | (From Tie beam to Roof Beam bottom)
150mm outer wall (Slab Line) | 29.616 | 3.85 | 114.0216 | (From Tie beam to Roof Beam bottom)
150mm outer wall (Slab Line) | 14.73 | 1.2 | 17.676 | (From Tie beam to Roof Beam bottom)
Total = |  |  | 277.6106
Masonry wall Length
150mm outer wall (Beam Line) | 5.014 | 4.204 | 4.204 | 2.627 | 0.15 | 1.898 | 1.15 | 1.574 | 3.76 | 5.555 | 5.392 | 1.675 | 3.669 | 0 | 40.872
150mm outer wall (Slab Line) | 5.615 | 3.67 | 1.584 | 2.031 | 2.4 | 2.65 | 4.1 | 3.33 | 1.376 | 2.86 | 0 | 0 | 0 | 0 | 29.616
150mm outer wall (Slab Line) | 4.163 | 1.661 | 1.068 | 2.145 | 2.145 | 1.774 | 1.774 | 0 | 0 | 0 | 0 | 0 | 0 | 0 | 14.73
Deduction
Description | item | Nos | Width | Depth | Area | Total area | Counts | [7 empty] | Total area
Outer | W04 | 1 | 0.9 | 1.5 | 1.35 | 1.35 | 1 | 0 | 0 | 0 | 0 | 0 | 0 | 0 | 1
| W02 | 1 | 1.8 | 1.5 | 2.7 | 2.7 | 1 | 0 | 0 | 0 | 0 | 0 | 0 | 0 | 1
| D02 | 1 | 0.95 | 2.25 | 2.1375 | 2.1375 | 1 | 0 | 0 | 0 | 0 | 0 | 0 | 0 | 1
Inner | D03 | 3 | 0.95 | 2.25 | 2.1375 | 6.4125 | 1 | 2 | 0 | 0 | 0 | 0 | 0 | 0 | 3
| W02 | 1 | 1.8 | 1.5 | 2.7 | 2.7 | 1 | 0 | 0 | 0 | 0 | 0 | 0 | 0 | 1
| W04 | 1 | 0.9 | 1.5 | 1.35 | 1.35 | 1 | 0 | 0 | 0 | 0 | 0 | 0 | 0 | 1
| W01 | 1 | 1.517 | 1.5 | 2.2755 | 2.2755 | 1 | 0 | 0 | 0 | 0 | 0 | 0 | 0 | 1
| D01 | 1 | 1.7 | 2.45 | 4.165 | 4.165 | 1 | 0 | 0 | 0 | 0 | 0 | 0 | 0 | 1
| PD01 | 1 | 2.45 | 2.25 | 5.5125 | 5.5125 | 1 | 0 | 0 | 0 | 0 | 0 | 0 | 0 | 1
| SD01 | 1 | 2.15 | 2.6 | 5.59 | 5.59 | 1 | 0 | 0 | 0 | 0 | 0 | 0 | 0 | 1
| SD02 | 1 | 2.335 | 2.6 | 6.071 | 6.071 | 1 | 0 | 0 | 0 | 0 | 0 | 0 | 0 | 1
| Total Outer Area = |  |  |  |  | 12.6
PLASTERING (OUTER)
25mm tk Outer Plastering | 208.2428 | Sq.m
Description | Length | Depth | Sq. Value
Outer Wall - Full | 39.335 | 4.15 | 163.2403 | From FFL to beam bottom
Outer wal - 1.2M HT | 24.26 | 2 | 48.52
Total = |  |  | 211.7603
Plastering wall Length
Outer Wall - Full | 30.674 | 8.661 | 0 | 0 | 0 | 0 | 0 | 0 | 0 | 0 | 0 | 39.335
Outer wal - 1.2M HT | 2.145 | 2.145 | 0.5 | 0.5 | 1.775 | 1.775 | 0.5 | 14.92 | 0 | 0 | 0 | 24.26
Deduction (Outer)
Description | item | Nos | Length | Width | Area | Total area | Outer (-) | Inner (-) | Side (+)
Outer | W04 | 1 | 0.9 | 1.5 | 1.35 | 1.35 | 1.35 | 1.35 | 0.72
| W02 | 1 | 1.8 | 1.5 | 2.7 | 2.7 | 2.7 | 2.7 | 0.99
| D02 | 1 | 0.95 | 2.25 | 2.1375 | 2.1375 | 2.1375 | 2.1375 | 0.96
| Total Outer Area = |  |  |  |  | 6.1875 | 6.1875 | 6.1875 | 2.67
Inner | D03 | 3 | 0.95 | 2.25 | 2.1375 | 6.4125 | 6.4125 | 6.4125 | 2.88
| W02 | 1 | 1.8 | 1.5 | 2.7 | 2.7 | 2.7 | 2.7 | 0.99
| W04 | 1 | 0.9 | 1.5 | 1.35 | 1.35 | 1.35 | 1.35 | 0.72
| W01 | 1 | 1.517 | 1.5 | 2.2755 | 2.2755 | 2.2755 | 2.2755 | 0.9051
| D01 | 1 | 1.7 | 2.45 | 4.165 | 4.165 | 4.165 | 4.165 | 1.245
| PD01 | 1 | 2.45 | 2.25 | 5.5125 | 5.5125 | 5.5125 | 5.5125 | 1.41
| SD01 | 1 | 2.15 | 2.6 | 5.59 | 5.59 | 5.59 | 5.59 | 1.425
| SD02 | 1 | 2.335 | 2.6 | 6.071 | 6.071 | 6.071 | 6.071 | 1.4805
| Total Outer Area = |  |  |  |  | 34.0765 | 34.0765 | 34.0765 | 11.0556
PLASTERING (INNER)
15mm tk Inner Plastering | 252.4469 | Sq.m
Description | Length | Depth | Sq. Value
Internal Wall | 103.012 | 3.065 | 315.7318
Total = |  |  | 315.7318
Plastering wall Length
Internal Wall | 15.455 | 16.15 | 23.6 | 16.415 | 6.202 | 9.684 | 9.84 | 5.666 | 0 | 0 | 0 | 0 | 0 | 0 | 103.012
SCREEDING
Floor Screeding | 121.785 | Sq.m
Stair screeding | 11 | Sq.m
Screeding area
Screeding area | 17.35 | 16.11 | 25.8 | 3.58 | 16.83 | 9.3 | 2.193 | 28.5 | 2.122 | 0 | 0 | 0 | 0 | 0 | 0 | 0 | 0 | 0 | 0 | 0 | 0 | 0 | 0 | 121.785
Stair screeding | 5.5 | 5.5 | 0 | 0 | 0 | 0 | 0 | 0 | 0 | 0 | 0 | 0 | 0 | 0 | 0 | 0 | 0 | 0 | 0 | 0 | 0 | 0 | 0 | 11
PAINTING
External Paiting | 208.2428 | Sq.m
Internal Paiting | 252.4469 | Sq.m
Ceiling Paiting | 121.87 | Sq.m
Ceiling Paiting
Ceiling Paiting | 17.4 | 16.11 | 25.8 | 3.59 | 16.83 | 9.3 | 2.2 | 28.52 | 2.12 | 0 | 0 | 0 | 0 | 0 | 0 | 0 | 0 | 0 | 0 | 0 | 0 | 0 | 0 | 121.87
TILING
GENERAL TILES | 110.392 | Sq.m
Description | sizes | Area | Skirting Length | Skirt area | Total
General tiling | 600x600 | 110.392 | 0 | 0 | 110.392
Total = |  |  |  |  | 110.392
DETAILS
AREA | 17.35 | 16.11 | 25.8 | 3.589 | 16.83 | 2.193 | 28.52 | 0 | 0 | 0 | 0 | 0 | 0 | 0 | 0 | 110.392
Skirting Length | 0 | 0 | 0 | 0 | 0 | 0 | 0 | 0 | 0 | 0 | 0 | 0 | 0 | 0 | 0 | 0
TOILET (FLOOR) | 11.42 | Sq.m
Description | sizes | Area | Total
Toilet Floor | 300x300 | 11.42 | 11.42
Total = |  |  | 11.42
DETAILS
AREA | 9.3 | 2.12 | 0 | 0 | 0 | 0 | 0 | 0 | 0 | 11.42
TILING (WALL) | 22.61 | Sq.m
Description | sizes | Length | Depth | Total
Toilet Wall | 300x600 | 11.42 | 2.5 | 28.55
Deduction: (-) |  | 0 | 0 | 5.94
Total = |  |  |  | 22.61
TOILET WALL
Length | 9.3 | 2.12 | 0 | 0 | 0 | 0 | 0 | 0 | 0 | 11.42
Deduction | 4.68 | 1.26 | 0 | 0 | 0 | 0 | 0 | 0 | 0 | 5.94
STAIR CASE | 9.8604 | Sq.m
Description | Nos | Length | Depth | Total
Going (280x600mm) | 1 | 2.75 | 2 | 5.5
Riser (165x280mm) | 20 | 0.988 | 0.165 | 3.2604
Skirting | 1 | 11 | 0.1 | 1.1
Total = |  |  |  | 9.8604
Staircase
Skirting | 4.2 | 4.2 | 2.6 | 0 | 0 | 0 | 0 | 0 | 0 | 11
LIFT FACE | 4.2 | Sq.m
Description | Nos | Length | Depth | Total
Right wall | 0 | 0 | 0 | 0
Left wall | 0 | 0 | 0 | 0
Middle - Above door | 0 | 0 | 0 | 0
0
Total = |  |  |  | 0
GYPSUM CEILING
Gypsum ceiling | 11.42 | Sq.m | (including paint finishes)
Area
Gypsum ceiling | 9.3 | 2.12 | 0 | 0 | 0 | 0 | 0 | 0 | 0 | 11.42
TOILET FIXTURES
Description | Toilet-F | Toilet-M |  |  | Total
Water Closet | 0 | 0 | 0 | 0 | 0
Urinal | 0 | 0 | 0 | 0 | 0
Washbasin | 1 | 0 | 0 | 0 | 1
Shower set | 0 | 0 | 0 | 0 | 0
Muslim Shower | 0 | 0 | 0 | 0 | 0
Faucet-Washbasin | 1 | 0 | 0 | 0 | 1
Tap | 0 | 0 | 0 | 0 | 0
Angle Valve | 0 | 0 | 0 | 0 | 0
Stop Valve | 0 | 0 | 0 | 0 | 0
Mirror set | 0 | 0 | 0 | 0 | 0
Bottle trap | 0 | 0 | 0 | 0 | 0
Counter Top | 0 | 0 | 0 | 0 | 0
Floor drain | 0 | 0 | 0 | 0 | 0
HAND RAILI
Hand Rail | 0 | RM
RUNNING METER
Hand Rail | 0 | 0 | 0 | 0 | 0 | 0 | 0 | 0 | 0 | 0
FIRST FLOOR
BRICK WORK
150mm tk wall | 287.4782 | Sq.m
Description | Length | Depth | Sq. Value
150mm outer wall (Beam Line) | 31.826 | 3.57 | 113.6188
150mm outer wall (Slab Line) | 41.684 | 3.85 | 160.4834
150mm outer wall (Slab Line) | 0 | 1.2 | 0
150mm - 2M wall | 9.258 | 2 | 18.516
Total = |  |  | 292.6182
Masonry wall Length
150mm outer wall (Beam Line) | 4.101 | 5.392 | 1.957 | 2.155 | 1.924 | 1.64 | 4.25 | 3.8 | 1.9 | 2.205 | 2.502 | 0 | 0 | 0 | 31.826
150mm outer wall (Slab Line) | 2.911 | 1.318 | 3.524 | 6.626 | 2.45 | 1.89 | 1.84 | 5.65 | 5.55 | 5.725 | 4.2 | 0 | 0 | 0 | 41.684
150mm outer wall (Slab Line) | 0 | 0 | 0 | 0 | 0 | 0 | 0 | 0 | 0 | 0 | 0 | 0 | 0 | 0 | 0
150mm - 2M wall | 3.598 | 3.76 | 1.9 | 0 | 0 | 0 | 0 | 0 | 0 | 0 | 0 | 0 | 0 | 0 | 9.258
Deduction
Description | item | Nos | Width | Depth | Area | Total area | Counts | [7 empty] | Total area
Outer | W03 | 1 | 1.9 | 1.6 | 3.04 | 3.04 | 1 | 0 | 0 | 0 | 0 | 0 | 0 | 0 | 1
Inner | W05 | 3 | 1 | 0.7 | 0.7 | 2.1 | 1 | 1 | 1 | 0 | 0 | 0 | 0 | 0 | 3
| SD01 | 3 | 2.335 | 2.6 | 6.071 | 18.213 | 1 | 1 | 1 | 0 | 0 | 0 | 0 | 0 | 3
| PD02 | 3 | 1.65 | 2.25 | 3.7125 | 11.1375 | 1 | 1 | 1 | 0 | 0 | 0 | 0 | 0 | 3
| D04 | 3 | 1.1 | 2.25 | 2.475 | 7.425 | 1 | 1 | 1 | 0 | 0 | 0 | 0 | 0 | 3
| Total Outer Area = |  |  |  |  | 5.14
PLASTERING (OUTER)
25mm tk Outer Plastering | 95.3079 | Sq.m
Description | Length | Depth | Sq. Value
Outer Wall - Full | 16.765 | 3 | 50.295 | From FFL to beam bottom
Outer wal - 2.0m | 9.258 | 4.15 | 38.4207
Outer wal - 1.2M | 2.068 | 4.15 | 8.5822
Total = |  |  | 97.2979
Plastering wall Length
Outer Wall - Full | 12.5 | 2.2 | 2.065 | 0 | 0 | 0 | 0 | 0 | 0 | 0 | 0 | 16.765
Outer wal - 2.0m | 3.598 | 3.76 | 1.9 | 0 | 0 | 0 | 0 | 0 | 0 | 0 | 0 | 9.258
Outer wal - 1.2M | 1.468 | 0.6 | 0 | 0 | 0 | 0 | 0 | 0 | 0 | 0 | 0 | 2.068
Deduction (Outer)
Description | item | Nos | Length | Width | Area | Total area | Outer (-) | Inner (-) | Side (+)
Outer | W03 | 1 | 1.9 | 1.6 | 3.04 | 3.04 | 3.04 | 3.04 | 1.05
| Total Outer Area = |  |  |  |  | 3.04 | 3.04 | 3.04 | 1.05
Inner | W05 | 3 | 1 | 0.7 | 0.7 | 2.1 | 2.1 | 2.1 | 1.53
| SD01 | 3 | 2.335 | 2.6 | 6.071 | 18.213 | 18.213 | 18.213 | 4.4415
| PD02 | 3 | 1.65 | 2.25 | 3.7125 | 11.1375 | 11.1375 | 11.1375 | 3.51
| D04 | 3 | 1.1 | 2.25 | 2.475 | 7.425 | 7.425 | 7.425 | 3.015
| Total Outer Area = |  |  |  |  | 38.8755 | 38.8755 | 38.8755 | 12.4965
PLASTERING (INNER)
15mm tk Inner Plastering | 366.3425 | Sq.m
Description | Length | Depth | Sq. Value
Internal Wall | 152.5042 | 2.85 | 434.637
Total = |  |  | 434.637
Plastering wall Length
Internal Wall | 12.564 | 19.85 | 12 | 19.625 | 32.7852 | 11.98 | 17.15 | 7.91 | 8.244 | 2.916 | 5.48 | 2 | 0 | 0 | 152.5042
SCREEDING
Floor Screeding | 118.7 | Sq.m
Stair screeding | 11 | Sq.m
Screeding area
Screeding area | 8.4 | 17.85 | 9.32 | 7.8 | 8.05 | 7.75 | 17.27 | 20.38 | 17.02 | 4.86 | 0 | 0 | 0 | 0 | 0 | 0 | 0 | 0 | 0 | 0 | 0 | 0 | 0 | 118.7
Stair screeding | 5.5 | 5.5 | 0 | 0 | 0 | 0 | 0 | 0 | 0 | 0 | 0 | 0 | 0 | 0 | 0 | 0 | 0 | 0 | 0 | 0 | 0 | 0 | 0 | 11
PAINTING
External Paiting | 95.3079 | Sq.m
Internal Paiting | 366.3425 | Sq.m
Ceiling Paiting | 125.2 | Sq.m
Ceiling Paiting
Ceiling Paiting | 8.4 | 17.85 | 9.32 | 7.8 | 8.05 | 7.75 | 17.27 | 20.38 | 17.02 | 4.86 | 6.5 | 0 | 0 | 0 | 0 | 0 | 0 | 0 | 0 | 0 | 0 | 0 | 0 | 125.2
TILING
GENERAL TILES | 52.14 | Sq.m
Description | sizes | Area | Skirting Length | Skirt area | Total
General tiling | 600x600 | 52.14 | 0 | 0 | 52.14
Total = |  |  |  |  | 52.14
DETAILS
AREA | 17.85 | 17.27 | 17.02 | 0 | 0 | 0 | 0 | 0 | 0 | 0 | 0 | 0 | 0 | 0 | 0 | 52.14
Skirting Length | 0 | 0 | 0 | 0 | 0 | 0 | 0 | 0 | 0 | 0 | 0 | 0 | 0 | 0 | 0 | 0
OUTDOOR TILES | 20.085 | Sq.m
Description | sizes | Area | Skirting Length | Skirt area | Total
General tiling | 600x600 | 20.085 | 0 | 0 | 20.085
Total = |  |  |  |  | 20.085
DETAILS
AREA | 9.315 | 7.33 | 3.44 | 0 | 0 | 0 | 0 | 0 | 0 | 0 | 0 | 0 | 0 | 0 | 0 | 20.085
Skirting Length | 0 | 0 | 0 | 0 | 0 | 0 | 0 | 0 | 0 | 0 | 0 | 0 | 0 | 0 | 0 | 0
TOILET (FLOOR) | 23.66 | Sq.m
Description | sizes | Area | Total
Toilet Floor | 300x300 | 23.66 | 23.66
Total = |  |  | 23.66
DETAILS
AREA | 8.13 | 7.78 | 7.75 | 0 | 0 | 0 | 0 | 0 | 0 | 23.66
TILING (WALL) | 87.33 | Sq.m
Description | sizes | Length | Depth | Total
Toilet Wall | 300x600 | 36.564 | 2.5 | 91.41
Deduction: (-) |  | 0 | 0 | 4.08
Total = |  |  |  | 87.33
TOILET WALL
Length | 12.564 | 12 | 12 | 0 | 0 | 0 | 0 | 0 | 0 | 36.564
Deduction | 1.36 | 1.36 | 1.36 | 0 | 0 | 0 | 0 | 0 | 0 | 4.08
STAIR CASE | 9.8604 | Sq.m
Description | Nos | Length | Depth | Total
Going (280x600mm) | 1 | 2.75 | 2 | 5.5
Riser (165x280mm) | 20 | 0.988 | 0.165 | 3.2604
Skirting | 1 | 11 | 0.1 | 1.1
Total = |  |  |  | 9.8604
Staircase
Skirting | 4.2 | 4.2 | 2.6 | 0 | 0 | 0 | 0 | 0 | 0 | 11
LIFT FACE | 4.2 | Sq.m
Description | Nos | Length | Depth | Total
Right wall | 0 | 0 | 0 | 0
Left wall | 0 | 0 | 0 | 0
Middle - Above door | 0 | 0 | 0 | 0
0
Total = |  |  |  | 0
GYPSUM CEILING
Gypsum ceiling | 23.66 | Sq.m | (including paint finishes)
Area
Gypsum ceiling | 8.13 | 7.78 | 7.75 | 0 | 0 | 0 | 0 | 0 | 0 | 23.66
TOILET FIXTURES
Description | Bath-1 | Bath-2 | Bath-3 | Total
Water Closet | 1 | 1 | 1 | 3
Washbasin | 1 | 1 | 1 | 3
Shower set | 1 | 1 | 1 | 3
Muslim Shower | 1 | 1 | 1 | 3
Faucet-Washbasin | 1 | 1 | 1 | 3
Angle Valve | 3 | 3 | 3 | 9
Stop Valve | 1 | 1 | 1 | 3
Mirror set | 1 | 1 | 1 | 3
Bottle trap | 1 | 1 | 1 | 3
Counter Top | 1 | 1 | 1 | 3
Floor drain | 1 | 1 | 1 | 3
Side Glass wall | 1 | 1 | 1 | 3
HAND RAILI
Hand Rail | 14.733 | RM
RUNNING METER
Hand Rail | 4.9 | 5.62 | 4.213 | 0 | 0 | 0 | 0 | 0 | 0 | 14.733
2ND-5TH FLOOR
BRICK WORK
150mm tk wall | 287.4782 | Sq.m
Description | Length | Depth | Sq. Value
150mm outer wall (Beam Line) | 31.826 | 3.57 | 113.6188
150mm outer wall (Slab Line) | 41.684 | 3.85 | 160.4834
150mm outer wall (Slab Line) | 0 | 1.2 | 0
150mm - 2M wall | 9.258 | 2 | 18.516
Total = |  |  | 292.6182
Masonry wall Length
150mm outer wall (Beam Line) | 4.101 | 5.392 | 1.957 | 2.155 | 1.924 | 1.64 | 4.25 | 3.8 | 1.9 | 2.205 | 2.502 | 0 | 0 | 0 | 31.826
150mm outer wall (Slab Line) | 2.911 | 1.318 | 3.524 | 6.626 | 2.45 | 1.89 | 1.84 | 5.65 | 5.55 | 5.725 | 4.2 | 0 | 0 | 0 | 41.684
150mm outer wall (Slab Line) | 0 | 0 | 0 | 0 | 0 | 0 | 0 | 0 | 0 | 0 | 0 | 0 | 0 | 0 | 0
150mm - 2M wall | 3.598 | 3.76 | 1.9 | 0 | 0 | 0 | 0 | 0 | 0 | 0 | 0 | 0 | 0 | 0 | 9.258
Deduction
Description | item | Nos | Width | Depth | Area | Total area | Counts | [7 empty] | Total area
Outer | W03 | 1 | 1.9 | 1.6 | 3.04 | 3.04 | 1 | 0 | 0 | 0 | 0 | 0 | 0 | 0 | 1
Inner | W05 | 3 | 1 | 0.7 | 0.7 | 2.1 | 1 | 1 | 1 | 0 | 0 | 0 | 0 | 0 | 3
| SD01 | 3 | 2.335 | 2.6 | 6.071 | 18.213 | 1 | 1 | 1 | 0 | 0 | 0 | 0 | 0 | 3
| PD02 | 3 | 1.65 | 2.25 | 3.7125 | 11.1375 | 1 | 1 | 1 | 0 | 0 | 0 | 0 | 0 | 3
| D04 | 3 | 1.1 | 2.25 | 2.475 | 7.425 | 1 | 1 | 1 | 0 | 0 | 0 | 0 | 0 | 3
| Total Outer Area = |  |  |  |  | 5.14
PLASTERING (OUTER)
25mm tk Outer Plastering | 86.7257 | Sq.m
Description | Length | Depth | Sq. Value
Outer Wall - Full | 16.765 | 3 | 50.295 | From FFL to beam bottom
Outer wal - 2.0m | 9.258 | 4.15 | 38.4207
Total = |  |  | 88.7157
Plastering wall Length
Outer Wall - Full | 12.5 | 2.2 | 2.065 | 0 | 0 | 0 | 0 | 0 | 0 | 0 | 0 | 16.765
Outer wal - 2.0m | 3.598 | 3.76 | 1.9 | 0 | 0 | 0 | 0 | 0 | 0 | 0 | 0 | 9.258
Deduction (Outer)
Description | item | Nos | Length | Width | Area | Total area | Outer (-) | Inner (-) | Side (+)
Outer | W03 | 1 | 1.9 | 1.6 | 3.04 | 3.04 | 3.04 | 3.04 | 1.05
| Total Outer Area = |  |  |  |  | 3.04 | 3.04 | 3.04 | 1.05
Inner | W05 | 3 | 1 | 0.7 | 0.7 | 2.1 | 2.1 | 2.1 | 1.53
| SD01 | 3 | 2.335 | 2.6 | 6.071 | 18.213 | 18.213 | 18.213 | 4.4415
| PD02 | 3 | 1.65 | 2.25 | 3.7125 | 11.1375 | 11.1375 | 11.1375 | 3.51
| D04 | 3 | 1.1 | 2.25 | 2.475 | 7.425 | 7.425 | 7.425 | 3.015
| Total Outer Area = |  |  |  |  | 38.8755 | 38.8755 | 38.8755 | 12.4965
PLASTERING (INNER)
15mm tk Inner Plastering | 366.3425 | Sq.m
Description | Length | Depth | Sq. Value
Internal Wall | 152.5042 | 2.85 | 434.637
Total = |  |  | 434.637
Plastering wall Length
Internal Wall | 12.564 | 19.85 | 12 | 19.625 | 32.7852 | 11.98 | 17.15 | 7.91 | 8.244 | 2.916 | 5.48 | 2 | 0 | 0 | 152.5042
SCREEDING
Floor Screeding | 118.7 | Sq.m
Stair screeding | 11 | Sq.m
Screeding area
Screeding area | 8.4 | 17.85 | 9.32 | 7.8 | 8.05 | 7.75 | 17.27 | 20.38 | 17.02 | 4.86 | 0 | 0 | 0 | 0 | 0 | 0 | 0 | 0 | 0 | 0 | 0 | 0 | 0 | 118.7
Stair screeding | 5.5 | 5.5 | 0 | 0 | 0 | 0 | 0 | 0 | 0 | 0 | 0 | 0 | 0 | 0 | 0 | 0 | 0 | 0 | 0 | 0 | 0 | 0 | 0 | 11
PAINTING
External Paiting | 86.7257 | Sq.m
Internal Paiting | 366.3425 | Sq.m
Ceiling Paiting | 125.2 | Sq.m
Ceiling Paiting
Ceiling Paiting | 8.4 | 17.85 | 9.32 | 7.8 | 8.05 | 7.75 | 17.27 | 20.38 | 17.02 | 4.86 | 6.5 | 0 | 0 | 0 | 0 | 0 | 0 | 0 | 0 | 0 | 0 | 0 | 0 | 125.2
TILING
GENERAL TILES | 52.14 | Sq.m
Description | sizes | Area | Skirting Length | Skirt area | Total
General tiling | 600x600 | 52.14 | 0 | 0 | 52.14
Total = |  |  |  |  | 52.14
DETAILS
AREA | 17.85 | 17.27 | 17.02 | 0 | 0 | 0 | 0 | 0 | 0 | 0 | 0 | 0 | 0 | 0 | 0 | 52.14
Skirting Length | 0 | 0 | 0 | 0 | 0 | 0 | 0 | 0 | 0 | 0 | 0 | 0 | 0 | 0 | 0 | 0
TOILET (FLOOR) | 23.66 | Sq.m
Description | sizes | Area | Total
Toilet Floor | 300x300 | 23.66 | 23.66
Total = |  |  | 23.66
DETAILS
AREA | 8.13 | 7.78 | 7.75 | 0 | 0 | 0 | 0 | 0 | 0 | 23.66
TILING (WALL) | 87.33 | Sq.m
Description | sizes | Length | Depth | Total
Toilet Wall | 300x600 | 36.564 | 2.5 | 91.41
Deduction: (-) |  | 0 | 0 | 4.08
Total = |  |  |  | 87.33
TOILET WALL
Length | 12.564 | 12 | 12 | 0 | 0 | 0 | 0 | 0 | 0 | 36.564
Deduction | 1.36 | 1.36 | 1.36 | 0 | 0 | 0 | 0 | 0 | 0 | 4.08
STAIR CASE | 9.8604 | Sq.m
Description | Nos | Length | Depth | Total
Going (280x600mm) | 1 | 2.75 | 2 | 5.5
Riser (165x280mm) | 20 | 0.988 | 0.165 | 3.2604
Skirting | 1 | 11 | 0.1 | 1.1
Total = |  |  |  | 9.8604
Staircase
Skirting | 4.2 | 4.2 | 2.6 | 0 | 0 | 0 | 0 | 0 | 0 | 11
LIFT FACE | 4.2 | Sq.m
Description | Nos | Length | Depth | Total
Right wall | 0 | 0 | 0 | 0
Left wall | 0 | 0 | 0 | 0
Middle - Above door | 0 | 0 | 0 | 0
0
Total = |  |  |  | 0
GYPSUM CEILING
Gypsum ceiling | 23.66 | Sq.m | (including paint finishes)
Area
Gypsum ceiling | 8.13 | 7.78 | 7.75 | 0 | 0 | 0 | 0 | 0 | 0 | 23.66
TOILET FIXTURES
Description | Bath-1 | Bath-2 | Bath-3 | Total
Water Closet | 1 | 1 | 1 | 3
Washbasin | 1 | 1 | 1 | 3
Shower set | 1 | 1 | 1 | 3
Muslim Shower | 1 | 1 | 1 | 3
Faucet-Washbasin | 1 | 1 | 1 | 3
Angle Valve | 3 | 3 | 3 | 9
Stop Valve | 1 | 1 | 1 | 3
Mirror set | 1 | 1 | 1 | 3
Bottle trap | 1 | 1 | 1 | 3
Counter Top | 1 | 1 | 1 | 3
Floor drain | 1 | 1 | 1 | 3
Side Glass wall | 1 | 1 | 1 | 3
HAND RAILI
Hand Rail | 14.733 | RM
RUNNING METER
Hand Rail | 4.9 | 5.62 | 4.213 | 0 | 0 | 0 | 0 | 0 | 0 | 14.733
TERRACE FLOOR
BRICK WORK
150mm tk wall | 201.4415 | Sq.m
Description | Length | Depth | Sq. Value
150mm outer wall (Beam Line) | 29.998 | 3.57 | 107.0929
150mm outer wall (Slab Line) | 25.356 | 3.85 | 97.6206
150mm - 2M wall | 3.759 | 2 | 7.518
Total = |  |  | 212.2315
Masonry wall Length
150mm outer wall (Beam Line) | 5.015 | 5.392 | 5.55 | 5.838 | 0.928 | 1.7 | 1.898 | 2.627 | 1.05 | 0 | 0 | 0 | 0 | 0 | 29.998
150mm outer wall (Slab Line) | 5.89 | 4.77 | 3.451 | 3.47 | 1.65 | 1.65 | 3.264 | 1.211 | 0 | 0 | 0 | 0 | 0 | 0 | 25.356
150mm - 2M wall | 3.759 | 0 | 0 | 0 | 0 | 0 | 0 | 0 | 0 | 0 | 0 | 0 | 0 | 0 | 3.759
Deduction
Description | item | Nos | Width | Depth | Area | Total area | Counts | [7 empty] | Total area
Outer | W06 | 1 | 1.5 | 1.6 | 2.4 | 2.4 | 1 | 0 | 0 | 0 | 0 | 0 | 0 | 0 | 1
| W07 | 1 | 2.15 | 1.6 | 3.44 | 3.44 | 1 | 0 | 0 | 0 | 0 | 0 | 0 | 0 | 1
| D04 | 1 | 1.1 | 2.25 | 2.475 | 2.475 | 1 | 0 | 0 | 0 | 0 | 0 | 0 | 0 | 1
Inner | D04 | 1 | 1.1 | 2.25 | 2.475 | 2.475 | 1 | 0 | 0 | 0 | 0 | 0 | 0 | 0 | 1
| D05 | 1 | 1.05 | 2.25 | 2.3625 | 2.3625 | 1 | 0 | 0 | 0 | 0 | 0 | 0 | 0 | 1
| D03 | 2 | 0.95 | 2.25 | 2.1375 | 4.275 | 1 | 1 | 0 | 0 | 0 | 0 | 0 | 0 | 2
| Total Outer Area = |  |  |  |  | 10.79
PLASTERING (OUTER)
25mm tk Outer Plastering | 138.995 | Sq.m
Description | Length | Depth | Sq. Value
Outer Wall - Full | 41.565 | 3 | 124.695 | From FFL to beam bottom
Outer wal - 2.0m | 3.8 | 4.15 | 15.77
Total = |  |  | 140.465
Plastering wall Length
Outer Wall - Full | 25 | 16.565 | 0 | 0 | 0 | 0 | 0 | 0 | 0 | 0 | 0 | 41.565
Outer wal - 2.0m | 3.8 | 0 | 0 | 0 | 0 | 0 | 0 | 0 | 0 | 0 | 0 | 3.8
Deduction (Outer)
Description | item | Nos | Length | Width | Area | Total area | Outer (-) | Inner (-) | Side (+)
Outer | W06 | 1 | 1.5 | 1.6 | 2.4 | 2.4 | 2.4 | 2.4 | 0.93
| W07 | 1 | 2.15 | 1.6 | 3.44 | 3.44 | 3.44 | 3.44 | 1.125
| D04 | 1 | 1.1 | 2.25 | 2.475 | 2.475 | 2.475 | 2.475 | 1.005
| Total Outer Area = |  |  |  |  | 2.4 | 2.4 | 2.4 | 0.93
Inner | D04 | 1 | 1.1 | 2.25 | 2.475 | 2.475 | 2.475 | 2.475 | 1.005
| D05 | 1 | 1.05 | 2.25 | 2.3625 | 2.3625 | 2.3625 | 2.3625 | 0.99
| D03 | 2 | 0.95 | 2.25 | 2.1375 | 4.275 | 4.275 | 4.275 | 1.92
| Total Outer Area = |  |  |  |  | 9.1125 | 9.1125 | 9.1125 | 3.915
PLASTERING (INNER)
15mm tk Inner Plastering | 417.927 | Sq.m
Description | Length | Depth | Sq. Value
Internal Wall | 152.5042 | 2.85 | 434.637
Total = |  |  | 434.637
Plastering wall Length
Internal Wall | 12.564 | 19.85 | 12 | 19.625 | 32.7852 | 11.98 | 17.15 | 7.91 | 8.244 | 2.916 | 5.48 | 2 | 0 | 0 | 152.5042
SCREEDING
Floor Screeding | 116.36 | Sq.m
Stair screeding | 0 | Sq.m
Screeding area
Screeding area | 11.11 | 14.18 | 8.05 | 2.74 | 2.74 | 70.66 | 6.88 | 0 | 0 | 0 | 0 | 0 | 0 | 0 | 0 | 0 | 0 | 0 | 0 | 0 | 0 | 0 | 0 | 116.36
Stair screeding | 0 | 0 | 0 | 0 | 0 | 0 | 0 | 0 | 0 | 0 | 0 | 0 | 0 | 0 | 0 | 0 | 0 | 0 | 0 | 0 | 0 | 0 | 0 | 0
PAINTING
External Paiting | 138.995 | Sq.m
Internal Paiting | 417.927 | Sq.m
Ceiling Paiting | 86.89 | Sq.m
Ceiling Paiting
Ceiling Paiting | 11.18 | 14.18 | 8.05 | 2.73 | 2.73 | 35.64 | 6.88 | 5.5 | 0 | 0 | 0 | 0 | 0 | 0 | 0 | 0 | 0 | 0 | 0 | 0 | 0 | 0 | 0 | 86.89
TILING
GENERAL TILES | 40.21 | Sq.m
Description | sizes | Area | Skirting Length | Skirt area | Total
General tiling | 600x600 | 40.21 | 0 | 0 | 40.21
Total = |  |  |  |  | 40.21
DETAILS
AREA | 11.18 | 14.18 | 8.05 | 6.8 | 0 | 0 | 0 | 0 | 0 | 0 | 0 | 0 | 0 | 0 | 0 | 40.21
Skirting Length | 0 | 0 | 0 | 0 | 0 | 0 | 0 | 0 | 0 | 0 | 0 | 0 | 0 | 0 | 0 | 0
WEATHER PROOF TILES | 70.66 | Sq.m
Description | sizes | Area | Skirting Length | Skirt area | Total
General tiling | 600x600 | 70.66 | 0 | 0 | 70.66
Total = |  |  |  |  | 70.66
DETAILS
AREA | 70.66 | 0 | 0 | 0 | 0 | 0 | 0 | 0 | 0 | 0 | 0 | 0 | 0 | 0 | 0 | 70.66
Skirting Length | 0 | 0 | 0 | 0 | 0 | 0 | 0 | 0 | 0 | 0 | 0 | 0 | 0 | 0 | 0 | 0
TOILET (FLOOR) | 5.48 | Sq.m
Description | sizes | Area | Total
Toilet Floor | 300x300 | 5.48 | 5.48
Total = |  |  | 5.48
DETAILS
AREA | 2.74 | 2.74 | 0 | 0 | 0 | 0 | 0 | 0 | 0 | 5.48
TILING (WALL) | 30.38 | Sq.m
Description | sizes | Length | Depth | Total
Toilet Wall | 300x600 | 13.24 | 2.5 | 33.1
Deduction: (-) |  | 0 | 0 | 2.72
Total = |  |  |  | 30.38
TOILET WALL
Length | 6.62 | 6.62 | 0 | 0 | 0 | 0 | 0 | 0 | 0 | 13.24
Deduction | 1.36 | 1.36 | 0 | 0 | 0 | 0 | 0 | 0 | 0 | 2.72
STAIR CASE | 0 | Sq.m
Description | Nos | Length | Depth | Total
Going (280x600mm) | 0 | 0 | 0 | 0
Riser (165x280mm) | 0 | 0 | 0 | 0
Skirting | 1 | 0 | 0 | 0
Total = |  |  |  | 0
Staircase
Skirting | 0 | 0 | 0 | 0 | 0 | 0 | 0 | 0 | 0 | 0
LIFT FACE | 4.2 | Sq.m
Description | Nos | Length | Depth | Total
Right wall | 0 | 0 | 0 | 0
Left wall | 0 | 0 | 0 | 0
Middle - Above door | 0 | 0 | 0 | 0
0
Total = |  |  |  | 0
GYPSUM CEILING
Gypsum ceiling | 5.46 | Sq.m | (including paint finishes)
Area
Gypsum ceiling | 2.73 | 2.73 | 0 | 0 | 0 | 0 | 0 | 0 | 0 | 5.46
TOILET FIXTURES
Description | He | She | Laundry | Kitchen | Total
Water Closet | 1 | 1 | 0 | 0 | 2
Washbasin | 1 | 1 | 0 | 0 | 2
Shower set | 0 | 0 | 0 | 0 | 0
Muslim Shower | 1 | 1 | 0 | 0 | 2
Faucet-Washbasin | 1 | 1 | 0 | 0 | 2
Angle Valve | 3 | 3 | 2 | 1 | 9
Stop Valve | 1 | 1 | 1 | 1 | 4
Mirror set | 1 | 1 | 0 | 0 | 2
Bottle trap | 1 | 1 | 0 | 0 | 2
Counter Top | 1 | 1 | 0 | 0 | 2
Floor drain | 1 | 1 | 1 | 1 | 4
Kitchen sink | 0 | 0 | 0 | 1 | 1
HAND RAILI
Hand Rail | 0 | RM
RUNNING METER
Hand Rail | 0 | 0 | 0 | 0 | 0 | 0 | 0 | 0 | 0 | 0
ROOF FLOOR
BRICK WORK
150mm tk wall | 34.994 | Sq.m
Description | Length | Depth | Sq. Value
150mm - 2M wall | 17.497 | 2 | 34.994
Total = |  |  | 34.994
Masonry wall Length
150mm - 2M wall | 5.814 | 11.683 | 0 | 0 | 0 | 0 | 0 | 0 | 0 | 0 | 0 | 0 | 0 | 0 | 17.497
Deduction
Description | item | Nos | Width | Depth | Area | Total area | Counts | [7 empty] | Total area
Outer | 0 | 0 | 0 | 0 | 0 | 0 | 0 | 0 | 0 | 0 | 0 | 0 | 0 | 0 | 0
| 0 | 0 | 0 | 0 | 0 | 0 | 0 | 0 | 0 | 0 | 0 | 0 | 0 | 0 | 0
| 0 | 0 | 0 | 0 | 0 | 0 | 0 | 0 | 0 | 0 | 0 | 0 | 0 | 0 | 0
Inner | 0 | 0 | 0 | 0 | 0 | 0 | 0 | 0 | 0 | 0 | 0 | 0 | 0 | 0 | 0
| 0 | 0 | 0 | 0 | 0 | 0 | 0 | 0 | 0 | 0 | 0 | 0 | 0 | 0 | 0
| 0 | 0 | 0 | 0 | 0 | 0 | 0 | 0 | 0 | 0 | 0 | 0 | 0 | 0 | 0
| Total Outer Area = |  |  |  |  | 0
PLASTERING (OUTER)
25mm tk Outer Plastering | 122.1284 | Sq.m
Description | Length | Depth | Sq. Value
Outer wal - 2.0m | 17.497 | 4.15 | 72.6125 | From FFL to beam bottom
Outer wall -1.2m | 19.418 | 2.55 | 49.5159
Total = |  |  | 122.1284
Plastering wall Length
Outer wal - 2.0m | 11.683 | 5.814 | 0 | 0 | 0 | 0 | 0 | 0 | 0 | 0 | 0 | 17.497
Outer wall -1.2m | 11.964 | 7.454 | 0 | 0 | 0 | 0 | 0 | 0 | 0 | 0 | 0 | 19.418
Deduction (Outer)
Description | item | Nos | Length | Width | Area | Total area | Outer (-) | Inner (-) | Side (+)
Outer | 0 | 0 | 0 | 0 | 0 | 0 | 0 | 0 | 0
| 0 | 0 | 0 | 0 | 0 | 0 | 0 | 0 | 0
| 0 | 0 | 0 | 0 | 0 | 0 | 0 | 0 | 0
| Total Outer Area = |  |  |  |  | 0 | 0 | 0 | 0
Inner | 0 | 0 | 0 | 0 | 0 | 0 | 0 | 0 | 0
| 0 | 0 | 0 | 0 | 0 | 0 | 0 | 0 | 0
| 0 | 0 | 0 | 0 | 0 | 0 | 0 | 0 | 0
| Total Outer Area = |  |  |  |  | 0 | 0 | 0 | 0
PLASTERING (INNER)
15mm tk Inner Plastering | 0 | Sq.m
Description | Length | Depth | Sq. Value
Internal Wall | 0 | 2.85 | 0
Total = |  |  | 0
Plastering wall Length
Internal Wall | 0 | 0 | 0 | 0 | 0 | 0 | 0 | 0 | 0 | 0 | 0 | 0 | 0 | 0 | 0
SCREEDING
Floor Screeding | 65.27 | Sq.m
Stair screeding | 0 | Sq.m
Screeding area
Screeding area | 65.27 | 0 | 0 | 0 | 0 | 0 | 0 | 0 | 0 | 0 | 0 | 0 | 0 | 0 | 0 | 0 | 0 | 0 | 0 | 0 | 0 | 0 | 0 | 65.27
Stair screeding | 0 | 0 | 0 | 0 | 0 | 0 | 0 | 0 | 0 | 0 | 0 | 0 | 0 | 0 | 0 | 0 | 0 | 0 | 0 | 0 | 0 | 0 | 0 | 0
PAINTING
External Paiting | 122.1284 | Sq.m
Internal Paiting | 0 | Sq.m
Ceiling Paiting | 0 | Sq.m
Ceiling Paiting
Ceiling Paiting | 0 | 0 | 0 | 0 | 0 | 0 | 0 | 0 | 0 | 0 | 0 | 0 | 0 | 0 | 0 | 0 | 0 | 0 | 0 | 0 | 0 | 0 | 0 | 0
TILING
GENERAL TILES | 0 | Sq.m
Description | sizes | Area | Skirting Length | Skirt area | Total
General tiling | 600x600 | 0 | 0 | 0 | 0
Total = |  |  |  |  | 0
DETAILS
AREA | 0 | 0 | 0 | 0 | 0 | 0 | 0 | 0 | 0 | 0 | 0 | 0 | 0 | 0 | 0 | 0
Skirting Length | 0 | 0 | 0 | 0 | 0 | 0 | 0 | 0 | 0 | 0 | 0 | 0 | 0 | 0 | 0 | 0
WEATHER PROOF TILES | 65.27 | Sq.m
Description | sizes | Area | Skirting Length | Skirt area | Total
General tiling | 600x600 | 65.27 | 0 | 0 | 65.27
Total = |  |  |  |  | 65.27
DETAILS
AREA | 65.27 | 0 | 0 | 0 | 0 | 0 | 0 | 0 | 0 | 0 | 0 | 0 | 0 | 0 | 0 | 65.27
Skirting Length | 0 | 0 | 0 | 0 | 0 | 0 | 0 | 0 | 0 | 0 | 0 | 0 | 0 | 0 | 0 | 0
TOILET (FLOOR) | 0 | Sq.m
Description | sizes | Area | Total
Toilet Floor | 300x300 | 0 | 0
Total = |  |  | 0
DETAILS
AREA | 0 | 0 | 0 | 0 | 0 | 0 | 0 | 0 | 0 | 0
TILING (WALL) | 0 | Sq.m
Description | sizes | Length | Depth | Total
Toilet Wall | 300x600 | 0 | 2.5 | 0
Deduction: (-) |  | 0 | 0 | 0
Total = |  |  |  | 0
TOILET WALL
Length | 0 | 0 | 0 | 0 | 0 | 0 | 0 | 0 | 0 | 0
Deduction | 0 | 0 | 0 | 0 | 0 | 0 | 0 | 0 | 0 | 0
STAIR CASE | 0 | Sq.m
Description | Nos | Length | Depth | Total
Going (280x600mm) | 0 | 0 | 0 | 0
Riser (165x280mm) | 0 | 0 | 0 | 0
Skirting | 1 | 0 | 0 | 0
Total = |  |  |  | 0
Staircase
Skirting | 0 | 0 | 0 | 0 | 0 | 0 | 0 | 0 | 0 | 0
LIFT FACE | 0 | Sq.m
Description | Nos | Length | Depth | Total
Right wall | 0 | 0 | 0 | 0
Left wall | 0 | 0 | 0 | 0
Middle - Above door | 0 | 0 | 0 | 0
0
Total = |  |  |  | 0
GYPSUM CEILING
Gypsum ceiling | 0 | Sq.m | (including paint finishes)
Area
Gypsum ceiling | 0 | 0 | 0 | 0 | 0 | 0 | 0 | 0 | 0 | 0
TOILET FIXTURES
Description | He | She | Laundry | Kitchen | Total
Water Closet | 0 | 0 | 0 | 0 | 0
Washbasin | 0 | 0 | 0 | 0 | 0
Shower set | 0 | 0 | 0 | 0 | 0
Muslim Shower | 0 | 0 | 0 | 0 | 0
Faucet-Washbasin | 0 | 0 | 0 | 0 | 0
Angle Valve | 0 | 0 | 0 | 0 | 0
Stop Valve | 0 | 0 | 0 | 0 | 0
Mirror set | 0 | 0 | 0 | 0 | 0
Bottle trap | 0 | 0 | 0 | 0 | 0
Counter Top | 0 | 0 | 0 | 0 | 0
Floor drain | 0 | 0 | 0 | 0 | 0
Kitchen sink | 0 | 0 | 0 | 0 | 0
HAND RAILI
Hand Rail | 0 | RM
RUNNING METER
Hand Rail | 0 | 0 | 0 | 0 | 0 | 0 | 0 | 0 | 0 | 0

## S (TB & B) (hidden)
TIE BEAM | SEA SAND
ITEM | DIA OF BAR | NO. OF BARS/RING | LENGTH OF BARS | BEND CO.efficient | BEND LENGTH | LAP LENGTH |  | TOTAL LENGTH | UNIT WEIGHT | TOTAL WEIGHT | ADDITIONAL |  | LENGTH DETAILS | [18 empty] | Description | Diameter | Width | Depth | Cover | Ring Width | Ring Depth | Ring Perimeter (mm) | Ring Perimeter (m) | Total Length (m)
[8 empty] | Full |  |  |  |  | T.BEAM | [18 empty] | TB1 | 10 | 250 | 700 | 50 | 150 | 600 | 1600 | 1.6 | 5.224 | Bar/Beam Length | ok
TB1 | 77.367 | m | BEND | 14 | 250 | x | 700 | 2 | 0 |  | Width | 250 | TB1 | 5.814 | 6.038 | 5.842 | 2.94 | 3.855 | 5.945 | 5.955 | 4.915 | 2.825 | 5.328 | 3.075 | 4.06 | 4.292 | 6.141 | 4.342 | 6 |  | 77.367 |  | 10 | 256 | 700 | 50 | 256 | 600 | 1812 | 1.812 |  | Bend | ok
Through out | 16 | 6 | 77.367 | 10 | 13.44 |  | 8.2525 | 594.3569 | 1.5802 | 0.93923 | Depth | 700 | Bend | 2 | 1 | 1 | 1 | 1 | 0 | 0 | 1 | 1 | 1 | 1 | 0 | 1 | 1 | 1 | 1 |  | 14 |  | 10 | 256 | 700 | 50 | 256 | 600 | 1812 | 1.812 |  | Mid Length | ok
| 16 | 6 | 77.367 | 10 | 13.44 |  | 8.2525 | 594.3569 | 1.5802 | 0.93923 | No.of Rings | 2 | Span | 4.0698 | 4.2266 | 4.0894 | 2.058 | 2.6985 | 4.1615 | 4.1685 | 3.4405 | 1.9775 | 3.7296 | 2.1525 | 2.842 | 3.0044 | 4.2987 | 3.0394 | 4.2 | [12 empty] | Sup Length | ok
| 12 | 4 | 16 | 10 | 4.8 |  | 1.28 | 88.32 | 0.88889 | 0.078507
Mid | 16 | 2 | 57 |  |  |  | 6.08 | 126.16 | 1.5802 | 0.19936 | Ring Space | 0.15 | Span (Adjust) | 4 | 4.5 | 4 | 2 | 3 | 4.5 | 4.5 | 4 | 2 | 4 | 2.5 | 3 | 3 | 4.5 | 3 | 4.5 |  | 57 | [10 empty] | Beam size | ok
support | 16 | 6 | 30.5 | 10 | 13.44 |  | 3.2533 | 283.16 | 1.5802 | 0.44746 | Ring Length | 5.224 | Sup | 2.0349 | 2.1133 | 2.0447 | 1.029 | 1.3492 | 2.0808 | 2.0842 | 1.7202 | 0.98875 | 1.8648 | 1.0762 | 1.421 | 1.5022 | 2.1493 | 1.5197 | 2.1 | [12 empty] | Striupps | ok
0.15 | 6 | 1031.56 | 5.224 |  |  |  |  | 5388.8694 | 0.22222 | 1.1975 |  |  | Sup (Adjust) | 2 | 2.5 | 2 | 1 | 1.5 | 2.5 | 2.5 | 2 | 1 | 2 | 1.5 | 1.5 | 1.5 | 2.5 | 1.5 | 3 |  | 30.5 | [10 empty] | Striupps Spacing | ok
[8 empty] | Full |  |  |  |  | T.BEAM | [18 empty] | TB2 | 10 | 250 | 450 | 50 | 150 | 350 | 1100 | 1.1 | 3.724 | Bar/Beam Length | ok
TB2 | 8.262 | m | BEND | 1 | 250 | x | 450 | 1 | 0 |  | Width | 250 | TB2 | 4.207 | 4.055 | [15 empty] | 8.262 |  | 10 | 256 | 450 | 50 | 256 | 350 | 1312 | 1.312 |  | Bend | ok
Through out | 16 | 6 | 8.262 | 10 | 0.96 |  | 0.88128 | 60.6197 | 1.5802 | 0.095794 | Depth | 450 | Bend | 0 | 1 | [15 empty] | 1 |  | 10 | 256 | 450 | 50 | 256 | 350 | 1312 | 1.312 |  | Mid Length | ok
| 16 | 6 | 8.262 | 10 | 0.96 |  | 0.88128 | 60.6197 | 1.5802 | 0.095794 | No.of Rings | 1 | Span | 2.9449 | 2.8385 | [26 empty] | Sup Length | ok
| 16 | 4 | 16 | 10 | 6.4 |  | 1.7067 | 96.4267 | 1.5802 | 0.15238
mid | 16 | 2 | 6 |  |  |  | 0.64 | 13.28 | 1.5802 | 0.020986 | Ring Space | 0.15 | Span (Adjust) | 3 | 3 | [15 empty] | 6 | [10 empty] | Beam size | ok
support | 16 | 6 | 3 | 10 | 0.96 |  | 0.32 | 25.68 | 1.5802 | 0.040581 | Ring Length | 3.724 | Sup | 1.4724 | 1.4192 | [26 empty] | Striupps | ok
0.15 | 6 | 55.08 | 3.724 |  |  |  |  | 205.1179 | 0.22222 | 0.045582 |  |  | Sup (Adjust) | 1.5 | 1.5 | [15 empty] | 3 | [10 empty] | Striupps Spacing | ok
[8 empty] | Full |  |  |  |  | T.BEAM | [18 empty] | TB3 | 10 | 250 | 450 | 50 | 150 | 350 | 1100 | 1.1 | 3.724 | Bar/Beam Length | ok
TB3 | 8.262 | m | BEND | 1 | 250 | x | 450 | 1 | 0 |  | Width | 250 | TB3 | 4.207 | 4.055 | [15 empty] | 8.262 |  | 10 | 256 | 450 | 50 | 256 | 350 | 1312 | 1.312 |  | Bend | ok
Through out | 16 | 6 | 8.262 | 10 | 0.96 |  | 0.88128 | 60.6197 | 1.5802 | 0.095794 | Depth | 450 | Bend | 0 | 1 | [15 empty] | 1 |  | 10 | 256 | 450 | 50 | 256 | 350 | 1312 | 1.312 |  | Mid Length | ok
| 16 | 6 | 8.262 | 10 | 0.96 |  | 0.88128 | 60.6197 | 1.5802 | 0.095794 | No.of Rings | 1 | Span | 2.9449 | 2.8385 | [26 empty] | Sup Length | ok
| 16 | 4 | 16 | 10 | 6.4 |  | 1.7067 | 96.4267 | 1.5802 | 0.15238
mid | 16 | 2 | 6 |  |  |  | 0.64 | 13.28 | 1.5802 | 0.020986 | Ring Space | 0.15 | Span (Adjust) | 3 | 3 | [15 empty] | 6 | [10 empty] | Beam size | ok
support | 16 | 6 | 3 | 10 | 0.96 |  | 0.32 | 25.68 | 1.5802 | 0.040581 | Ring Length | 3.724 | Sup | 1.4724 | 1.4192 | [26 empty] | Striupps | ok
0.15 | 6 | 55.08 | 3.724 |  |  |  |  | 205.1179 | 0.22222 | 0.045582 |  |  | Sup (Adjust) | 1.5 | 1.5 | [15 empty] | 3 | [10 empty] | Striupps Spacing | ok
[5 empty] | Beam |  | Total |  | Total (Kg)
[7 empty] | 6 | 1.1975 | 1197.5265
[7 empty] | 10 | 0 | 0
[7 empty] | 12 | 0.078507 | 78.5067
[7 empty] | 16 | 2.5253 | 2525.2879
[7 empty] | 20 | 0 | 0
[7 empty] | 25 | 0 | 0
[5 empty] | Total |  |  | 3.8013 | 3801.3211
1ST-TERRACE FLOOR
ITEM | DIA OF BAR | NO. OF BARS/RING | LENGTH OF BARS | BEND CO.efficient | BEND LENGTH | LAP LENGTH |  | TOTAL LENGTH | UNIT WEIGHT | TOTAL WEIGHT | ADDITIONAL |  | LENGTH DETAILS | [18 empty] | Type | Description | Diameter | Width | Depth | Cover | Ring Width | Ring Depth | Ring Perimeter (mm) | Ring Perimeter (m)
[8 empty] | SUP | SPAN |  |  |  | BEAM | [28 empty] | Bar/Beam Length | ok
B1 | 14.645 | m | BEND | 2 | 200 | x | 400 | 2 | 2 |  | Width | 200 | B1 | 4.045 | 10.6 | 0 | 0 | 0 | 0 | 0 | 0 | 0 | 0 | 0 | 0 | 0 | 0 | 0 | 0 | 0 | 14.645 | 1ST FLOOR BEAM | B1 | 6 | 200 | 350 | 35 | 130 | 280 | 880 | 0.88 | Bend | ok
Through out | 16 | 2 | 14.645 | 10 | 0.64 |  | 1.5621 | 33.6943 | 1.5802 | 0.053245 | Depth | 400 | Bend | 1 | 1 | 0 | 0 | 0 | 0 | 0 | 0 | 0 | 0 | 0 | 0 | 0 | 0 | 0 | 0 | 0 | 2 |  | 0 | 0 | 0 | 0 | 0 | 0 | 0 | 0 | 0 | Mid Length | ok
| 16 | 2 | 14.645 | 10 | 0.64 |  | 1.5621 | 33.6943 | 1.5802 | 0.053245 | No.of Rings (Sup) | 2 | Span | 2.8315 | 7.42 | 0 | 0 | 0 | 0 | 0 | 0 | 0 | 0 | 0 | 0 | 0 | 0 | 0 | 0 | 0 |  |  | 0 | 0 | 0 | 0 | 0 | 0 | 0 | 0 | 0 | Sup Length | ok
mid | 16 | 2 | 4.5 |  |  |  | 0.48 | 9.96 | 1.5802 | 0.015739 | No.of Rings (mid) | 2 | Span (Adjust) | 2 | 2.5 | 0 | 0 | 0 | 0 | 0 | 0 | 0 | 0 | 0 | 0 | 0 | 0 | 0 | 0 | 0 | 4.5 |  | 0 | 0 | 0 | 0 | 0 | 0 | 0 | 0 | 0 | Beam size | ok
support | 16 | 2 | 2.5 | 10 | 0.64 |  | 0.26667 | 6.8133 | 1.5802 | 0.010767 | Space (Sup) | 0.1 | Sup | 1.4157 | 3.71 | 0 | 0 | 0 | 0 | 0 | 0 | 0 | 0 | 0 | 0 | 0 | 0 | 0 | 0 | 0 |  |  | 0 | 0 | 0 | 0 | 0 | 0 | 0 | 0 | 0 | Striupps | ok
0.1 | 6 | 50 | 0.88 |  |  |  |  | 44 | 0.22222 | 0.0097778 | Space (mid) | 0.15 | Sup (Adjust) | 1 | 1.5 | 0 | 0 | 0 | 0 | 0 | 0 | 0 | 0 | 0 | 0 | 0 | 0 | 0 | 0 | 0 | 2.5 |  | 0 | 0 | 0 | 0 | 0 | 0 | 0 | 0 | 0 | Striupps Spacing | ok
0.15 | 6 | 161.9333 | 0.88 |  |  |  |  | 142.5013 | 0.22222 | 0.031667 | Ring Length (m) | 0.88 | [20 empty] | 0 | 0 | 0 | 0 | 0 | 0 | 0 | 0 | 0 | No of Bars & Dia | ok
[33 empty] | 0 | 0 | 0 | 0 | 0 | 0 | 0 | 0 | 0
[8 empty] | SUP | SPAN |  |  |  | BEAM | [28 empty] | Bar/Beam Length | ok
B2 | 6.05 | m | BEND | 2 | 200 | x | 400 | 2 | 1 |  | Width | 200 | B2 | 6.05 | 0 | 0 | 0 | 0 | 0 | 0 | 0 | 0 | 0 | 0 | 0 | 0 | 0 | 0 | 0 | 0 | 6.05 | 1ST FLOOR BEAM | B1 | 6 | 200 | 350 | 35 | 130 | 280 | 880 | 0.88 | Bend | ok
Through out | 16 | 2 | 6.05 | 10 | 0.64 |  | 0.64533 | 14.6707 | 1.5802 | 0.023183 | Depth | 400 | Bend | 2 | 0 | 0 | 0 | 0 | 0 | 0 | 0 | 0 | 0 | 0 | 0 | 0 | 0 | 0 | 0 | 0 | 2 |  | 0 | 0 | 0 | 0 | 0 | 0 | 0 | 0 | 0 | Mid Length | ok
| 16 | 2 | 6.05 | 10 | 0.64 |  | 0.64533 | 14.6707 | 1.5802 | 0.023183 | No.of Rings (Sup) | 2 | Span | 4.235 | 0 | 0 | 0 | 0 | 0 | 0 | 0 | 0 | 0 | 0 | 0 | 0 | 0 | 0 | 0 | 0 |  |  | 0 | 0 | 0 | 0 | 0 | 0 | 0 | 0 | 0 | Sup Length | ok
mid | 16 | 4 | 4.5 |  |  |  | 0.48 | 19.92 | 1.5802 | 0.031479 | No.of Rings (mid) | 1 | Span (Adjust) | 4.5 | 0 | 0 | 0 | 0 | 0 | 0 | 0 | 0 | 0 | 0 | 0 | 0 | 0 | 0 | 0 | 0 | 4.5 |  | 0 | 0 | 0 | 0 | 0 | 0 | 0 | 0 | 0 | Beam size | ok
support | 16 | 2 | 2.5 | 10 | 0.64 |  | 0.26667 | 6.8133 | 1.5802 | 0.010767 | Space (Sup) | 0.15 | Sup | 2.1175 | 0 | 0 | 0 | 0 | 0 | 0 | 0 | 0 | 0 | 0 | 0 | 0 | 0 | 0 | 0 | 0 |  |  | 0 | 0 | 0 | 0 | 0 | 0 | 0 | 0 | 0 | Striupps | ok
0.15 | 6 | 33.3333 | 0.88 |  |  |  |  | 29.3333 | 0.22222 | 0.0065185 | Space (mid) | 0.15 | Sup (Adjust) | 2.5 | 0 | 0 | 0 | 0 | 0 | 0 | 0 | 0 | 0 | 0 | 0 | 0 | 0 | 0 | 0 | 0 | 2.5 |  | 0 | 0 | 0 | 0 | 0 | 0 | 0 | 0 | 0 | Striupps Spacing | ok
0.15 | 6 | 23.6667 | 0.88 |  |  |  |  | 20.8267 | 0.22222 | 0.0046281 | Ring Length (m) | 0.88 | [20 empty] | 0 | 0 | 0 | 0 | 0 | 0 | 0 | 0 | 0 | No of Bars & Dia | ok
[33 empty] | 0 | 0 | 0 | 0 | 0 | 0 | 0 | 0 | 0
[8 empty] | SUP | SPAN |  |  |  | BEAM | [28 empty] | Bar/Beam Length | ok
B3 | 0 | m | BEND | 0 | 200 | x | 400 | 2 | 1 |  | Width | 200 | B3 | 0 | 0 | 0 | 0 | 0 | 0 | 0 | 0 | 0 | 0 | 0 | 0 | 0 | 0 | 0 | 0 | 0 | 0 | 1ST FLOOR BEAM | B1 | 6 | 200 | 350 | 35 | 130 | 280 | 880 | 0.88 | Bend | ok
Through out | 16 | 5 | 0 | 10 | 0 |  | 0 | 0 | 1.5802 | 0 | Depth | 400 | Bend | 0 | 0 | 0 | 0 | 0 | 0 | 0 | 0 | 0 | 0 | 0 | 0 | 0 | 0 | 0 | 0 | 0 | 0 |  | 0 | 0 | 0 | 0 | 0 | 0 | 0 | 0 | 0 | Mid Length | ok
| 16 | 5 | 0 | 10 | 0 |  | 0 | 0 | 1.5802 | 0 | No.of Rings (Sup) | 2 | Span | 0 | 0 | 0 | 0 | 0 | 0 | 0 | 0 | 0 | 0 | 0 | 0 | 0 | 0 | 0 | 0 | 0 |  |  | 0 | 0 | 0 | 0 | 0 | 0 | 0 | 0 | 0 | Sup Length | ok
mid | 16 | 2 | 0 |  |  |  | 0 | 0 | 1.5802 | 0 | No.of Rings (mid) | 1 | Span (Adjust) | 0 | 0 | 0 | 0 | 0 | 0 | 0 | 0 | 0 | 0 | 0 | 0 | 0 | 0 | 0 | 0 | 0 | 0 |  | 0 | 0 | 0 | 0 | 0 | 0 | 0 | 0 | 0 | Beam size | ok
support | 16 | 2 | 0 | 10 | 0 |  | 0 | 0 | 1.5802 | 0 | Space (Sup) | 0.15 | Sup | 0 | 0 | 0 | 0 | 0 | 0 | 0 | 0 | 0 | 0 | 0 | 0 | 0 | 0 | 0 | 0 | 0 |  |  | 0 | 0 | 0 | 0 | 0 | 0 | 0 | 0 | 0 | Striupps | ok
0.15 | 6 | 0 | 0.88 |  |  |  |  | 0 | 0.22222 | 0 | Space (mid) | 0.15 | Sup (Adjust) | 0 | 0 | 0 | 0 | 0 | 0 | 0 | 0 | 0 | 0 | 0 | 0 | 0 | 0 | 0 | 0 | 0 | 0 |  | 0 | 0 | 0 | 0 | 0 | 0 | 0 | 0 | 0 | Striupps Spacing | ok
0.15 | 6 | 0 | 0.88 |  |  |  |  | 0 | 0.22222 | 0 | Ring Length (m) | 0.88 | [20 empty] | 0 | 0 | 0 | 0 | 0 | 0 | 0 | 0 | 0 | No of Bars & Dia | ok
[33 empty] | 0 | 0 | 0 | 0 | 0 | 0 | 0 | 0 | 0
[8 empty] | SUP | SPAN |  |  |  | BEAM | [28 empty] | Bar/Beam Length | ok
B4 | 16.431 | m | BEND | 2 | 200 | x | 400 | 2 | 1 |  | Width | 200 | B4 | 4.915 | 5.331 | 6.185 | 0 | 0 | 0 | 0 | 0 | 0 | 0 | 0 | 0 | 0 | 0 | 0 | 0 | 0 | 16.431 | 1ST FLOOR BEAM | B1 | 6 | 200 | 350 | 35 | 130 | 280 | 880 | 0.88 | Bend | ok
Through out | 16 | 2 | 16.431 | 10 | 0.64 |  | 1.7526 | 37.6473 | 1.5802 | 0.059492 | Depth | 400 | Bend | 1 | 1 | 0 | 0 | 0 | 0 | 0 | 0 | 0 | 0 | 0 | 0 | 0 | 0 | 0 | 0 | 0 | 2 |  | 0 | 0 | 0 | 0 | 0 | 0 | 0 | 0 | 0 | Mid Length | ok
| 16 | 2 | 16.431 | 10 | 0.64 |  | 1.7526 | 37.6473 | 1.5802 | 0.059492 | No.of Rings (Sup) | 2 | Span | 3.4405 | 3.7317 | 4.3295 | 0 | 0 | 0 | 0 | 0 | 0 | 0 | 0 | 0 | 0 | 0 | 0 | 0 | 0 |  |  | 0 | 0 | 0 | 0 | 0 | 0 | 0 | 0 | 0 | Sup Length | ok
mid | 16 | 2 | 12.5 |  |  |  | 1.3333 | 27.6667 | 1.5802 | 0.04372 | No.of Rings (mid) | 1 | Span (Adjust) | 4 | 4 | 4.5 | 0 | 0 | 0 | 0 | 0 | 0 | 0 | 0 | 0 | 0 | 0 | 0 | 0 | 0 | 12.5 |  | 0 | 0 | 0 | 0 | 0 | 0 | 0 | 0 | 0 | Beam size | ok
support | 16 | 3 | 7 | 10 | 0.96 |  | 0.74667 | 26.12 | 1.5802 | 0.041276 | Space (Sup) | 0.15 | Sup | 1.7202 | 1.8659 | 2.1647 | 0 | 0 | 0 | 0 | 0 | 0 | 0 | 0 | 0 | 0 | 0 | 0 | 0 | 0 |  |  | 0 | 0 | 0 | 0 | 0 | 0 | 0 | 0 | 0 | Striupps | ok
0.15 | 6 | 93.3333 | 0.88 |  |  |  |  | 82.1333 | 0.22222 | 0.018252 | Space (mid) | 0.15 | Sup (Adjust) | 2 | 2 | 3 | 0 | 0 | 0 | 0 | 0 | 0 | 0 | 0 | 0 | 0 | 0 | 0 | 0 | 0 | 7 |  | 0 | 0 | 0 | 0 | 0 | 0 | 0 | 0 | 0 | Striupps Spacing | ok
0.15 | 6 | 62.8733 | 0.88 |  |  |  |  | 55.3285 | 0.22222 | 0.012295 | Ring Length (m) | 0.88 | [20 empty] | 0 | 0 | 0 | 0 | 0 | 0 | 0 | 0 | 0 | No of Bars & Dia | ok
[33 empty] | 0 | 0 | 0 | 0 | 0 | 0 | 0 | 0 | 0
[8 empty] | SUP | SPAN |  |  |  | BEAM | [28 empty] | Bar/Beam Length | ok
B5 | 14.43 | m | BEND | 6 | 200 | x | 430 | 2 | 1 |  | Width | 200 | B5 | 5.815 | 4.465 | 4.15 | 0 | 0 | 0 | 0 | 0 | 0 | 0 | 0 | 0 | 0 | 0 | 0 | 0 | 0 | 14.43 | 1ST FLOOR BEAM | B1 | 6 | 200 | 350 | 35 | 130 | 280 | 880 | 0.88 | Bend | ok
Through out | 16 | 2 | 14.43 | 10 | 1.92 |  | 1.5392 | 35.7784 | 1.5802 | 0.056539 | Depth | 430 | Bend | 2 | 2 | 2 | 0 | 0 | 0 | 0 | 0 | 0 | 0 | 0 | 0 | 0 | 0 | 0 | 0 | 0 | 6 |  | 0 | 0 | 0 | 0 | 0 | 0 | 0 | 0 | 0 | Mid Length | ok
| 16 | 2 | 14.43 | 10 | 1.92 |  | 1.5392 | 35.7784 | 1.5802 | 0.056539 | No.of Rings (Sup) | 2 | Span | 4.0705 | 3.1255 | 2.905 | 0 | 0 | 0 | 0 | 0 | 0 | 0 | 0 | 0 | 0 | 0 | 0 | 0 | 0 |  |  | 0 | 0 | 0 | 0 | 0 | 0 | 0 | 0 | 0 | Sup Length | ok
mid | 16 | 2 | 11 |  |  |  | 1.1733 | 24.3467 | 1.5802 | 0.038474 | No.of Rings (mid) | 1 | Span (Adjust) | 4.5 | 3.5 | 3 | 0 | 0 | 0 | 0 | 0 | 0 | 0 | 0 | 0 | 0 | 0 | 0 | 0 | 0 | 11 |  | 0 | 0 | 0 | 0 | 0 | 0 | 0 | 0 | 0 | Beam size | ok
support | 16 | 0 | 5.5 | 10 | 0 |  | 0.58667 | 0 | 1.5802 | 0 | Space (Sup) | 0.15 | Sup | 2.0353 | 1.5627 | 1.4525 | 0 | 0 | 0 | 0 | 0 | 0 | 0 | 0 | 0 | 0 | 0 | 0 | 0 | 0 |  |  | 0 | 0 | 0 | 0 | 0 | 0 | 0 | 0 | 0 | Striupps | ok
0.15 | 6 | 73.3333 | 0.88 |  |  |  |  | 64.5333 | 0.22222 | 0.014341 | Space (mid) | 0.15 | Sup (Adjust) | 2 | 2 | 1.5 | 0 | 0 | 0 | 0 | 0 | 0 | 0 | 0 | 0 | 0 | 0 | 0 | 0 | 0 | 5.5 |  | 0 | 0 | 0 | 0 | 0 | 0 | 0 | 0 | 0 | Striupps Spacing | ok
0.15 | 6 | 59.5333 | 0.88 |  |  |  |  | 52.3893 | 0.22222 | 0.011642 | Ring Length (m) | 0.88 | [20 empty] | 0 | 0 | 0 | 0 | 0 | 0 | 0 | 0 | 0 | No of Bars & Dia | ok
[33 empty] | 0 | 0 | 0 | 0 | 0 | 0 | 0 | 0 | 0
[8 empty] | SUP | SPAN |  |  |  | BEAM | [28 empty] | Bar/Beam Length | ok
B4 | 25.059 | m | BEND | 6 | 200 | x | 430 | 2 | 1 |  | Width | 200 | B4 | 2.94 | 3.86 | 5.955 | 4.065 | 3.95 | 3.077 | 1.212 | 0 | 0 | 0 | 0 | 0 | 0 | 0 | 0 | 0 | 0 | 25.059 | 1ST FLOOR BEAM | B1 | 6 | 200 | 350 | 35 | 130 | 280 | 880 | 0.88 | Bend | ok
Through out | 16 | 2 | 25.059 | 10 | 1.92 |  | 2.673 | 59.3039 | 1.5802 | 0.093715 | Depth | 430 | Bend | 1 | 1 | 0 | 1 | 1 | 1 | 1 | 0 | 0 | 0 | 0 | 0 | 0 | 0 | 0 | 0 | 0 | 6 |  | 0 | 0 | 0 | 0 | 0 | 0 | 0 | 0 | 0 | Mid Length | ok
| 16 | 2 | 25.059 | 10 | 1.92 |  | 2.673 | 59.3039 | 1.5802 | 0.093715 | No.of Rings (Sup) | 2 | Span | 2.058 | 2.702 | 4.1685 | 2.8455 | 2.765 | 2.1539 | 0.8484 | 0 | 0 | 0 | 0 | 0 | 0 | 0 | 0 | 0 | 0 |  |  | 0 | 0 | 0 | 0 | 0 | 0 | 0 | 0 | 0 | Sup Length | ok
mid | 16 | 0 | 19.5 |  |  |  | 2.08 | 0 | 1.5802 | 0 | No.of Rings (mid) | 1 | Span (Adjust) | 2.5 | 3 | 4.5 | 3 | 3 | 2.5 | 1 | 0 | 0 | 0 | 0 | 0 | 0 | 0 | 0 | 0 | 0 | 19.5 |  | 0 | 0 | 0 | 0 | 0 | 0 | 0 | 0 | 0 | Beam size | ok
support | 16 | 0 | 10.7 | 10 | 0 |  | 1.1413 | 0 | 1.5802 | 0 | Space (Sup) | 0.15 | Sup | 1.029 | 1.351 | 2.0842 | 1.4227 | 1.3825 | 1.0769 | 0.4242 | 0 | 0 | 0 | 0 | 0 | 0 | 0 | 0 | 0 | 0 |  |  | 0 | 0 | 0 | 0 | 0 | 0 | 0 | 0 | 0 | Striupps | ok
0.15 | 6 | 142.6667 | 0.88 |  |  |  |  | 125.5467 | 0.22222 | 0.027899 | Space (mid) | 0.15 | Sup (Adjust) | 1.2 | 1.5 | 2.5 | 1.5 | 1.5 | 1.5 | 1 | 0 | 0 | 0 | 0 | 0 | 0 | 0 | 0 | 0 | 0 | 10.7 |  | 0 | 0 | 0 | 0 | 0 | 0 | 0 | 0 | 0 | Striupps Spacing | ok
0.15 | 6 | 95.7267 | 0.88 |  |  |  |  | 84.2395 | 0.22222 | 0.01872 | Ring Length (m) | 0.88 | [20 empty] | 0 | 0 | 0 | 0 | 0 | 0 | 0 | 0 | 0 | No of Bars & Dia | ok
[33 empty] | 0 | 0 | 0 | 0 | 0 | 0 | 0 | 0 | 0
[8 empty] | SUP | SPAN |  |  |  | BEAM | [28 empty] | Bar/Beam Length | ok
B5 | 22.038 | m | BEND | 2 | 200 | x | 430 | 2 | 1 |  | Width | 200 | B5 | 6.038 | 5.845 | 5.945 | 4.21 | 0 | 0 | 0 | 0 | 0 | 0 | 0 | 0 | 0 | 0 | 0 | 0 | 0 | 22.038 | 1ST FLOOR BEAM | B1 | 6 | 200 | 350 | 35 | 130 | 280 | 880 | 0.88 | Bend | ok
Through out | 16 | 2 | 22.038 | 10 | 0.64 |  | 2.3507 | 50.0574 | 1.5802 | 0.079103 | Depth | 430 | Bend | 1 | 1 | 0 | 0 | 0 | 0 | 0 | 0 | 0 | 0 | 0 | 0 | 0 | 0 | 0 | 0 | 0 | 2 |  | 0 | 0 | 0 | 0 | 0 | 0 | 0 | 0 | 0 | Mid Length | ok
| 16 | 2 | 22.038 | 10 | 0.64 |  | 2.3507 | 50.0574 | 1.5802 | 0.079103 | No.of Rings (Sup) | 2 | Span | 4.2266 | 4.0915 | 4.1615 | 2.947 | 0 | 0 | 0 | 0 | 0 | 0 | 0 | 0 | 0 | 0 | 0 | 0 | 0 |  |  | 0 | 0 | 0 | 0 | 0 | 0 | 0 | 0 | 0 | Sup Length | ok
mid | 16 | 1 | 16.5 |  |  |  | 1.76 | 18.26 | 1.5802 | 0.028855 | No.of Rings (mid) | 1 | Span (Adjust) | 4.5 | 4.5 | 4.5 | 3 | 0 | 0 | 0 | 0 | 0 | 0 | 0 | 0 | 0 | 0 | 0 | 0 | 0 | 16.5 |  | 0 | 0 | 0 | 0 | 0 | 0 | 0 | 0 | 0 | Beam size | ok
support | 16 | 1 | 8.5 | 10 | 0.32 |  | 0.90667 | 9.7267 | 1.5802 | 0.015371 | Space (Sup) | 0.15 | Sup | 2.1133 | 2.0457 | 2.0808 | 1.4735 | 0 | 0 | 0 | 0 | 0 | 0 | 0 | 0 | 0 | 0 | 0 | 0 | 0 |  |  | 0 | 0 | 0 | 0 | 0 | 0 | 0 | 0 | 0 | Striupps | ok
0.15 | 6 | 113.3333 | 0.88 |  |  |  |  | 99.7333 | 0.22222 | 0.022163 | Space (mid) | 0.15 | Sup (Adjust) | 2.5 | 2 | 2.5 | 1.5 | 0 | 0 | 0 | 0 | 0 | 0 | 0 | 0 | 0 | 0 | 0 | 0 | 0 | 8.5 |  | 0 | 0 | 0 | 0 | 0 | 0 | 0 | 0 | 0 | Striupps Spacing | ok
0.15 | 6 | 90.2533 | 0.88 |  |  |  |  | 79.4229 | 0.22222 | 0.01765 | Ring Length (m) | 0.88 | [20 empty] | 0 | 0 | 0 | 0 | 0 | 0 | 0 | 0 | 0 | No of Bars & Dia | ok
[33 empty] | 0 | 0 | 0 | 0 | 0 | 0 | 0 | 0 | 0
[8 empty] | SUP | SPAN |  |  |  | BEAM | [28 empty] | Bar/Beam Length | ok
LB1 | 1.8 | m | BEND | 2 | 200 | x | 300 | 1 | 1 |  | Width | 200 | LB1 | 1.8 | 0 | 0 | 0 | 0 | 0 | 0 | 0 | 0 | 0 | 0 | 0 | 0 | 0 | 0 | 0 | 0 | 1.8 | 1ST FLOOR BEAM | B1 | 6 | 200 | 350 | 35 | 130 | 280 | 880 | 0.88 | Bend | ok
Through out | 16 | 2 | 1.8 | 10 | 0.64 |  | 0.192 | 5.264 | 1.5802 | 0.0083184 | Depth | 300 | Bend | 2 | 0 | 0 | 0 | 0 | 0 | 0 | 0 | 0 | 0 | 0 | 0 | 0 | 0 | 0 | 0 | 0 | 2 |  | 0 | 0 | 0 | 0 | 0 | 0 | 0 | 0 | 0 | Mid Length | ok
| 16 | 2 | 1.8 | 10 | 0.64 |  | 0.192 | 5.264 | 1.5802 | 0.0083184 | No.of Rings (Sup) | 1 | Span | 1.26 | 0 | 0 | 0 | 0 | 0 | 0 | 0 | 0 | 0 | 0 | 0 | 0 | 0 | 0 | 0 | 0 |  |  | 0 | 0 | 0 | 0 | 0 | 0 | 0 | 0 | 0 | Sup Length | ok
mid | 16 | 1 | 1.5 |  |  |  | 0.16 | 1.66 | 1.5802 | 0.0026232 | No.of Rings (mid) | 1 | Span (Adjust) | 1.5 | 0 | 0 | 0 | 0 | 0 | 0 | 0 | 0 | 0 | 0 | 0 | 0 | 0 | 0 | 0 | 0 | 1.5 |  | 0 | 0 | 0 | 0 | 0 | 0 | 0 | 0 | 0 | Beam size | ok
support | 16 | 1 | 1 | 10 | 0.32 |  | 0.10667 | 1.4267 | 1.5802 | 0.0022545 | Space (Sup) | 0.15 | Sup | 0.63 | 0 | 0 | 0 | 0 | 0 | 0 | 0 | 0 | 0 | 0 | 0 | 0 | 0 | 0 | 0 | 0 |  |  | 0 | 0 | 0 | 0 | 0 | 0 | 0 | 0 | 0 | Striupps | ok
0.15 | 6 | 6.6667 | 0.88 |  |  |  |  | 5.8667 | 0.22222 | 0.0013037 | Space (mid) | 0.15 | Sup (Adjust) | 1 | 0 | 0 | 0 | 0 | 0 | 0 | 0 | 0 | 0 | 0 | 0 | 0 | 0 | 0 | 0 | 0 | 1 |  | 0 | 0 | 0 | 0 | 0 | 0 | 0 | 0 | 0 | Striupps Spacing | ok
0.15 | 6 | 5.3333 | 0.88 |  |  |  |  | 4.6933 | 0.22222 | 0.001043 | Ring Length (m) | 0.88 | [20 empty] | 0 | 0 | 0 | 0 | 0 | 0 | 0 | 0 | 0 | No of Bars & Dia | ok
[5 empty] | Beam |  | Total |  | Total (Kg)
[7 empty] | 6 | 0.1979 | 197.8996
[7 empty] | 10 | 0 | 0
[7 empty] | 12 | 0 | 0
[7 empty] | 16 | 0.98852 | 988.516
[7 empty] | 20 | 0 | 0
[7 empty] | 25 | 0 | 0
[5 empty] | Total |  |  | 1.1864 | 1186.4156
ROOF
ITEM | DIA OF BAR | NO. OF BARS/RING | LENGTH OF BARS | BEND CO.efficient | BEND LENGTH | LAP LENGTH |  | TOTAL LENGTH | UNIT WEIGHT | TOTAL WEIGHT | ADDITIONAL |  | LENGTH DETAILS | [18 empty] | Type | Description | Diameter | Width | Depth | Cover | Ring Width | Ring Depth | Ring Perimeter (mm) | Ring Perimeter (m)
[8 empty] | SUP | SPAN |  |  |  | BEAM | [28 empty] | Bar/Beam Length | ok
B1 | 6.1 | m | BEND | 1 | 200 | x | 400 | 2 | 2 |  | Width | 200 | B1 | 6.1 | 0 | 0 | 0 | 0 | 0 | 0 | 0 | 0 | 0 | 0 | 0 | 0 | 0 | 0 | 0 | 0 | 6.1 | 1ST FLOOR BEAM | B1 | 6 | 200 | 350 | 35 | 130 | 280 | 880 | 0.88 | Bend | ok
Through out | 16 | 2 | 6.1 | 10 | 0.32 |  | 0.65067 | 14.1413 | 1.5802 | 0.022347 | Depth | 400 | Bend | 1 | 0 | 0 | 0 | 0 | 0 | 0 | 0 | 0 | 0 | 0 | 0 | 0 | 0 | 0 | 0 | 0 | 1 |  | 0 | 0 | 0 | 0 | 0 | 0 | 0 | 0 | 0 | Mid Length | ok
| 16 | 2 | 6.1 | 10 | 0.32 |  | 0.65067 | 14.1413 | 1.5802 | 0.022347 | No.of Rings (Sup) | 2 | Span | 4.27 | 0 | 0 | 0 | 0 | 0 | 0 | 0 | 0 | 0 | 0 | 0 | 0 | 0 | 0 | 0 | 0 |  |  | 0 | 0 | 0 | 0 | 0 | 0 | 0 | 0 | 0 | Sup Length | ok
mid | 16 | 4 | 2 |  |  |  | 0.21333 | 8.8533 | 1.5802 | 0.01399 | No.of Rings (mid) | 2 | Span (Adjust) | 2 | 0 | 0 | 0 | 0 | 0 | 0 | 0 | 0 | 0 | 0 | 0 | 0 | 0 | 0 | 0 | 0 | 2 |  | 0 | 0 | 0 | 0 | 0 | 0 | 0 | 0 | 0 | Beam size | ok
support | 16 | 4 | 1 | 10 | 0.64 |  | 0.10667 | 6.9867 | 1.5802 | 0.011041 | Space (Sup) | 0.1 | Sup | 2.135 | 0 | 0 | 0 | 0 | 0 | 0 | 0 | 0 | 0 | 0 | 0 | 0 | 0 | 0 | 0 | 0 |  |  | 0 | 0 | 0 | 0 | 0 | 0 | 0 | 0 | 0 | Striupps | ok
0.1 | 6 | 20 | 0.88 |  |  |  |  | 17.6 | 0.22222 | 0.0039111 | Space (mid) | 0.15 | Sup (Adjust) | 1 | 0 | 0 | 0 | 0 | 0 | 0 | 0 | 0 | 0 | 0 | 0 | 0 | 0 | 0 | 0 | 0 | 1 |  | 0 | 0 | 0 | 0 | 0 | 0 | 0 | 0 | 0 | Striupps Spacing | ok
0.15 | 6 | 68 | 0.88 |  |  |  |  | 59.84 | 0.22222 | 0.013298 | Ring Length (m) | 0.88 | [20 empty] | 0 | 0 | 0 | 0 | 0 | 0 | 0 | 0 | 0 | No of Bars & Dia | ok
[33 empty] | 0 | 0 | 0 | 0 | 0 | 0 | 0 | 0 | 0
[8 empty] | SUP | SPAN |  |  |  | BEAM | [28 empty] | Bar/Beam Length | ok
B2 | 0 | m | BEND | 0 | 200 | x | 400 | 2 | 1 |  | Width | 200 | B2 | 0 | 0 | 0 | 0 | 0 | 0 | 0 | 0 | 0 | 0 | 0 | 0 | 0 | 0 | 0 | 0 | 0 | 0 | 1ST FLOOR BEAM | B1 | 6 | 200 | 350 | 35 | 130 | 280 | 880 | 0.88 | Bend | ok
Through out | 16 | 2 | 0 | 10 | 0 |  | 0 | 0 | 1.5802 | 0 | Depth | 400 | Bend | 0 | 0 | 0 | 0 | 0 | 0 | 0 | 0 | 0 | 0 | 0 | 0 | 0 | 0 | 0 | 0 | 0 | 0 |  | 0 | 0 | 0 | 0 | 0 | 0 | 0 | 0 | 0 | Mid Length | ok
| 16 | 2 | 0 | 10 | 0 |  | 0 | 0 | 1.5802 | 0 | No.of Rings (Sup) | 2 | Span | 0 | 0 | 0 | 0 | 0 | 0 | 0 | 0 | 0 | 0 | 0 | 0 | 0 | 0 | 0 | 0 | 0 |  |  | 0 | 0 | 0 | 0 | 0 | 0 | 0 | 0 | 0 | Sup Length | ok
mid | 16 | 4 | 0 |  |  |  | 0 | 0 | 1.5802 | 0 | No.of Rings (mid) | 1 | Span (Adjust) | 0 | 0 | 0 | 0 | 0 | 0 | 0 | 0 | 0 | 0 | 0 | 0 | 0 | 0 | 0 | 0 | 0 | 0 |  | 0 | 0 | 0 | 0 | 0 | 0 | 0 | 0 | 0 | Beam size | ok
support | 16 | 2 | 0 | 10 | 0 |  | 0 | 0 | 1.5802 | 0 | Space (Sup) | 0.15 | Sup | 0 | 0 | 0 | 0 | 0 | 0 | 0 | 0 | 0 | 0 | 0 | 0 | 0 | 0 | 0 | 0 | 0 |  |  | 0 | 0 | 0 | 0 | 0 | 0 | 0 | 0 | 0 | Striupps | ok
0.15 | 6 | 0 | 0.88 |  |  |  |  | 0 | 0.22222 | 0 | Space (mid) | 0.15 | Sup (Adjust) | 0 | 0 | 0 | 0 | 0 | 0 | 0 | 0 | 0 | 0 | 0 | 0 | 0 | 0 | 0 | 0 | 0 | 0 |  | 0 | 0 | 0 | 0 | 0 | 0 | 0 | 0 | 0 | Striupps Spacing | ok
0.15 | 6 | 0 | 0.88 |  |  |  |  | 0 | 0.22222 | 0 | Ring Length (m) | 0.88 | [20 empty] | 0 | 0 | 0 | 0 | 0 | 0 | 0 | 0 | 0 | No of Bars & Dia | ok
[33 empty] | 0 | 0 | 0 | 0 | 0 | 0 | 0 | 0 | 0
[5 empty] | Beam |  | Total |  | Total (Kg)
[7 empty] | 6 | 0.017209 | 17.2089
[7 empty] | 10 | 0 | 0
[7 empty] | 12 | 0 | 0
[7 empty] | 16 | 0.069725 | 69.7247
[7 empty] | 20 | 0 | 0
[7 empty] | 25 | 0 | 0
[5 empty] | Total |  |  | 0.086934 | 86.9336

## S (CL) (hidden)
Corrected all the cells on 24 March 2024
FOUNDATION
Item | Dia | No of Bar | Length & Ring size | Bend |  | Bar Length | Lap Length | Total Length | Unit Weight | Total Weight
C1 | Length | 1.8 | SIZE | 200 | x | 350 | No. of Column | 3 |  |  | Column | C1 | Width | 200 | Description | Diameter | Width | Depth | Cover | Ring Width | Ring Depth | Ring Perimeter (mm) | Ring Perimeter (m) | Ring Length
| 16 | 3 | 16.2 | 0 |  | 16.2 | 1.944 | 18.144 | 1.5802 | 28.672 | No Of Column | 3 | Depth | 350 | C1 | 6 | 200 | 350 | 40 | 120 | 270 | 840 | 0.84 | 1.46
| 16 | 3 | 16.2 | 0 |  | 16.2 | 1.944 | 18.144 | 1.5802 | 28.672 | No of Striupps | 7 | Length | 1.8 |  | 6 | 200 | 160 | 40 | 120 | 160 | 620 | 0.62
| 6 | 7 | 1.46 | 0 |  | 30.66 |  | 30.66 | 0.22222 | 6.8133 | Ring Length | 1.46
C2 | Length | 1.8 | SIZE | 200 | x | 300 | No. of Column | 4 |  |  | Column | C2 | Width | 200 | Description | Diameter | Width | Depth | Cover | Ring Width | Ring Depth | Ring Perimeter (mm) | Ring Perimeter (m) | Ring Length
| 16 | 4 | 28.8 | 0 |  | 28.8 | 3.456 | 32.256 | 1.5802 | 50.9724 | No Of Column | 4 | Depth | 300 | C2 | 6 | 200 | 300 | 40 | 120 | 220 | 740 | 0.74 | 1.36
| 16 | 4 | 28.8 | 0 |  | 28.8 | 3.456 | 32.256 | 1.5802 | 50.9724 | No of Striupps | 7 | Length | 1.8 |  | 6 | 200 | 160 | 40 | 120 | 160 | 620 | 0.62
| 6 | 7 | 1.36 | 0 |  | 38.08 |  | 38.08 | 0.22222 | 8.4622 | Ring Length | 1.36
C3 | Length | 1.8 | SIZE | 250 | x | 300 | No. of Column | 9 |  |  | Column | C3 | Width | 250 | Description | Diameter | Width | Depth | Cover | Ring Width | Ring Depth | Ring Perimeter (mm) | Ring Perimeter (m) | Ring Length
| 20 | 4 | 64.8 | 0 |  | 64.8 | 9.72 | 74.52 | 2.4691 | 184 | No Of Column | 9 | Depth | 300 | C3 | 6 | 250 | 300 | 40 | 170 | 220 | 840 | 0.84 | 1.5
| 20 | 4 | 64.8 | 0 |  | 64.8 | 9.72 | 74.52 | 2.4691 | 184 | No of Striupps | 7 | Length | 1.8 |  | 6 | 250 | 130 | 40 | 170 | 130 | 660 | 0.66
| 6 | 7 | 1.5 | 0 |  | 94.5 |  | 94.5 | 0.22222 | 21 | Ring Length | 1.5
[8 empty] | COLUMN | Dia | Total weight (Kg)
[9 empty] | 6 | 36.2756
[9 empty] | 10 | 0
[9 empty] | 12 | 0
[9 empty] | 16 | 159.2889
[9 empty] | 20 | 368
[9 empty] | 25 | 0
[8 empty] | Total = |  | 563.5644
GROUND FLOOR
Item | Dia | No of Bar | Length & Ring size | Bend |  | Bar Length | Lap Length | Total Length | Unit Weight | Total Weight
C1 | Length | 3.3 | SIZE | 250 | x | 400 | No. of Column | 5 |  |  | Column | C1 | Width | 250 | Description | Diameter | Width | Depth | Cover | Ring Width | Ring Depth | Ring Perimeter (mm) | Ring Perimeter (m) | Ring Length
| 20 | 4 | 66 | 0 |  | 66 | 9.9 | 75.9 | 2.4691 | 187.4074 | No Of Column | 5 | Depth | 400 | C1 | 6 | 250 | 400 | 40 | 170 | 320 | 1040 | 1.04 | 1.76
| 20 | 4 | 66 | 0 |  | 66 | 9.9 | 75.9 | 2.4691 | 187.4074 | No of Striupps | 23 | Length | 3.3 |  | 6 | 250 | 160 | 40 | 170 | 160 | 720 | 0.72
| 6 | 23 | 1.76 | 0 |  | 202.4 |  | 202.4 | 0.22222 | 44.9778 | Ring Length | 1.76
C2 | Length | 3.3 | SIZE | 250 | x | 400 | No. of Column | 6 |  |  | Column | C2 | Width | 250 | Description | Diameter | Width | Depth | Cover | Ring Width | Ring Depth | Ring Perimeter (mm) | Ring Perimeter (m) | Ring Length
| 16 | 4 | 79.2 | 0 |  | 79.2 | 9.504 | 88.704 | 1.5802 | 140.1742 | No Of Column | 6 | Depth | 400 | C2 | 6 | 250 | 400 | 40 | 170 | 320 | 1040 | 1.04 | 1.76
| 16 | 4 | 79.2 | 0 |  | 79.2 | 9.504 | 88.704 | 1.5802 | 140.1742 | No of Striupps | 23 | Length | 3.3 |  | 6 | 250 | 160 | 40 | 170 | 160 | 720 | 0.72
| 6 | 23 | 1.76 | 0 |  | 242.88 |  | 242.88 | 0.22222 | 53.9733 | Ring Length | 1.76
C3 | Length | 3.3 | SIZE | 250 | x | 300 | No. of Column | 3 |  |  | Column | C3 | Width | 250 | Description | Diameter | Width | Depth | Cover | Ring Width | Ring Depth | Ring Perimeter (mm) | Ring Perimeter (m) | Ring Length
| 20 | 4 | 39.6 | 0 |  | 39.6 | 5.94 | 45.54 | 2.4691 | 112.4444 | No Of Column | 3 | Depth | 300 | C3 | 6 | 250 | 300 | 40 | 170 | 220 | 840 | 0.84 | 1.5
| 20 | 4 | 39.6 | 0 |  | 39.6 | 5.94 | 45.54 | 2.4691 | 112.4444 | No of Striupps | 23 | Length | 3.3 |  | 6 | 250 | 130 | 40 | 170 | 130 | 660 | 0.66
| 6 | 23 | 1.5 | 0 |  | 103.5 |  | 103.5 | 0.22222 | 23 | Ring Length | 1.5
C4 | Length | 3.3 | SIZE | 200 | x | 200 | No. of Column | 1 |  |  | Column | C4 | Width | 200 | Description | Diameter | Width | Depth | Cover | Ring Width | Ring Depth | Ring Perimeter (mm) | Ring Perimeter (m) | Ring Length
| 20 | 4 | 13.2 | 0 |  | 13.2 | 1.98 | 15.18 | 2.4691 | 37.4815 | No Of Column | 1 | Depth | 200 | C4 | 6 | 200 | 200 | 40 | 120 | 120 | 540 | 0.54 | 0.54
| 20 | 4 | 13.2 | 0 |  | 13.2 | 1.98 | 15.18 | 2.4691 | 37.4815 | No of Striupps | 23 | Length | 3.3
| 6 | 23 | 0.54 | 0 |  | 12.42 |  | 12.42 | 0.22222 | 2.76 | Ring Length | 0.54
[8 empty] | COLUMN | Dia | Total weight (Kg)
[9 empty] | 6 | 124.7111
[9 empty] | 10 | 0
[9 empty] | 12 | 0
[9 empty] | 16 | 280.3484
[9 empty] | 20 | 674.6667
[9 empty] | 25 | 0
[8 empty] | Total = |  | 1079.7262
FIRST -5TH FLOOR
Item | Dia | No of Bar | Length & Ring size | Bend |  | Bar Length | Lap Length | Total Length | Unit Weight | Total Weight
C1 | Length | 3 | SIZE | 250 | x | 400 | No. of Column | 5 |  |  | Column | C1 | Width | 250 | Description | Diameter | Width | Depth | Cover | Ring Width | Ring Depth | Ring Perimeter (mm) | Ring Perimeter (m) | Ring Length
| 20 | 4 | 60 | 0 |  | 60 | 9 | 69 | 2.4691 | 170.3704 | No Of Column | 5 | Depth | 400 | C1 | 6 | 250 | 400 | 40 | 170 | 320 | 1040 | 1.04 | 1.76
| 20 | 4 | 60 | 0 |  | 60 | 9 | 69 | 2.4691 | 170.3704 | No of Striupps | 21 | Length | 3 |  | 6 | 250 | 160 | 40 | 170 | 160 | 720 | 0.72
| 6 | 21 | 1.76 | 0 |  | 184.8 |  | 184.8 | 0.22222 | 41.0667 | Ring Length | 1.76
C2 | Length | 3 | SIZE | 250 | x | 400 | No. of Column | 6 |  |  | Column | C2 | Width | 250 | Description | Diameter | Width | Depth | Cover | Ring Width | Ring Depth | Ring Perimeter (mm) | Ring Perimeter (m) | Ring Length
| 16 | 4 | 72 | 0 |  | 72 | 8.64 | 80.64 | 1.5802 | 127.4311 | No Of Column | 6 | Depth | 400 | C2 | 6 | 250 | 400 | 40 | 170 | 320 | 1040 | 1.04 | 1.76
| 16 | 4 | 72 | 0 |  | 72 | 8.64 | 80.64 | 1.5802 | 127.4311 | No of Striupps | 21 | Length | 3 |  | 6 | 250 | 160 | 40 | 170 | 160 | 720 | 0.72
| 6 | 21 | 1.76 | 0 |  | 221.76 |  | 221.76 | 0.22222 | 49.28 | Ring Length | 1.76
C3 | Length | 3 | SIZE | 250 | x | 300 | No. of Column | 3 |  |  | Column | C3 | Width | 250 | Description | Diameter | Width | Depth | Cover | Ring Width | Ring Depth | Ring Perimeter (mm) | Ring Perimeter (m) | Ring Length
| 20 | 4 | 36 | 0 |  | 36 | 5.4 | 41.4 | 2.4691 | 102.2222 | No Of Column | 3 | Depth | 300 | C3 | 6 | 250 | 300 | 40 | 170 | 220 | 840 | 0.84 | 1.5
| 20 | 4 | 36 | 0 |  | 36 | 5.4 | 41.4 | 2.4691 | 102.2222 | No of Striupps | 21 | Length | 3 |  | 6 | 250 | 130 | 40 | 170 | 130 | 660 | 0.66
| 6 | 21 | 1.5 | 0 |  | 94.5 |  | 94.5 | 0.22222 | 21 | Ring Length | 1.5
[8 empty] | COLUMN | Dia | Total weight (Kg)
[9 empty] | 6 | 111.3467
[9 empty] | 10 | 0
[9 empty] | 12 | 0
[9 empty] | 16 | 254.8622
[9 empty] | 20 | 545.1852
[9 empty] | 25 | 0
[8 empty] | Total = |  | 911.3941
TERRACE FLOOR
Item | Dia | No of Bar | Length & Ring size | Bend |  | Bar Length | Lap Length | Total Length | Unit Weight | Total Weight
C1 | Length | 3 | SIZE | 250 | x | 400 | No. of Column | 5 |  |  | Column | C1 | Width | 250 | Description | Diameter | Width | Depth | Cover | Ring Width | Ring Depth | Ring Perimeter (mm) | Ring Perimeter (m) | Ring Length
| 20 | 4 | 60 | 0 |  | 60 | 9 | 69 | 2.4691 | 170.3704 | No Of Column | 5 | Depth | 400 | C1 | 6 | 250 | 400 | 40 | 170 | 320 | 1040 | 1.04 | 1.76
| 20 | 4 | 60 | 0 |  | 60 | 9 | 69 | 2.4691 | 170.3704 | No of Striupps | 21 | Length | 3 |  | 6 | 250 | 160 | 40 | 170 | 160 | 720 | 0.72
| 6 | 21 | 1.76 | 0 |  | 184.8 |  | 184.8 | 0.22222 | 41.0667 | Ring Length | 1.76
C2 | Length | 3 | SIZE | 250 | x | 400 | No. of Column | 2 |  |  | Column | C2 | Width | 250 | Description | Diameter | Width | Depth | Cover | Ring Width | Ring Depth | Ring Perimeter (mm) | Ring Perimeter (m) | Ring Length
| 16 | 4 | 24 | 0 |  | 24 | 2.88 | 26.88 | 1.5802 | 42.477 | No Of Column | 2 | Depth | 400 | C2 | 6 | 250 | 400 | 40 | 170 | 320 | 1040 | 1.04 | 1.76
| 16 | 4 | 24 | 0 |  | 24 | 2.88 | 26.88 | 1.5802 | 42.477 | No of Striupps | 21 | Length | 3 |  | 6 | 250 | 160 | 40 | 170 | 160 | 720 | 0.72
| 6 | 21 | 1.76 | 0 |  | 73.92 |  | 73.92 | 0.22222 | 16.4267 | Ring Length | 1.76
C3 | Length | 3 | SIZE | 250 | x | 300 | No. of Column | 3 |  |  | Column | C3 | Width | 250 | Description | Diameter | Width | Depth | Cover | Ring Width | Ring Depth | Ring Perimeter (mm) | Ring Perimeter (m) | Ring Length
| 20 | 4 | 36 | 0 |  | 36 | 5.4 | 41.4 | 2.4691 | 102.2222 | No Of Column | 3 | Depth | 300 | C3 | 6 | 250 | 300 | 40 | 170 | 220 | 840 | 0.84 | 1.5
| 20 | 4 | 36 | 0 |  | 36 | 5.4 | 41.4 | 2.4691 | 102.2222 | No of Striupps | 21 | Length | 3 |  | 6 | 250 | 130 | 40 | 170 | 130 | 660 | 0.66
| 6 | 21 | 1.5 | 0 |  | 94.5 |  | 94.5 | 0.22222 | 21 | Ring Length | 1.5
PC1 | Length | 3 | SIZE | 200 | x | 200 | No. of Column | 1 |  |  | Column | PC1 | Width | 200 | Description | Diameter | Width | Depth | Cover | Ring Width | Ring Depth | Ring Perimeter (mm) | Ring Perimeter (m) | Ring Length
| 20 | 4 | 12 | 0 |  | 12 | 1.8 | 13.8 | 2.4691 | 34.0741 | No Of Column | 1 | Depth | 200 | PC1 | 6 | 200 | 200 | 40 | 120 | 120 | 540 | 0.54 | 0.54
| 20 | 4 | 12 | 0 |  | 12 | 1.8 | 13.8 | 2.4691 | 34.0741 | No of Striupps | 21 | Length | 3
| 6 | 21 | 0.54 | 0 |  | 11.34 |  | 11.34 | 0.22222 | 2.52 | Ring Length | 0.54
[8 empty] | COLUMN | Dia | Total weight (Kg)
[9 empty] | 6 | 81.0133
[9 empty] | 10 | 0
[9 empty] | 12 | 0
[9 empty] | 16 | 84.9541
[9 empty] | 20 | 613.3333
[9 empty] | 25 | 0
[8 empty] | Total = |  | 779.3007

## S (L&B.L) (hidden)
LIFT REINFORCEMENT
FOUNDATION FLOOR
ITEM | DES. | DIA OF BARS | BAR LENGTH | LENGTH OF THE WALL (m) | SPACING (m) | NO.OF BARS | LAP LENGTH (m) | TOTAL LENGTH (m) | UNIT WEIGHT (Kg) | TOTAL WEIGHT (Kg) | TOTAL (Kg)
LIFT | Vertical (Y) | 12 | 3 | 6.762 | 0.1 | 68.62 | 0.27 | 224.3874 | 0.88889 | 199.4555 | 241.261
| Horizontal (X) | 10 | 6.762 | 3 | 0.15 | 21 | 0.225 | 67.725 | 0.61728 | 41.8056
GROUND FLOOR
ITEM | DES. | DIA OF BARS | BAR LENGTH | LENGTH OF THE WALL (m) | SPACING (m) | NO.OF BARS | LAP LENGTH (m) | TOTAL LENGTH (m) | UNIT WEIGHT (Kg) | TOTAL WEIGHT (Kg) | TOTAL (Kg)
LIFT | Vertical (Y) | 12 | 3.3 | 5.173 | 0.1 | 52.73 | 0.297 | 189.6698 | 0.88889 | 168.5954 | 218.9611
| Horizontal (X) | 10 | 5.173 | 3.3 | 0.15 | 23 | 0.2475 | 81.5925 | 0.61728 | 50.3657
1ST-5TH FLOOR
ITEM | DES. | DIA OF BARS | BAR LENGTH | LENGTH OF THE WALL (m) | SPACING (m) | NO.OF BARS | LAP LENGTH (m) | TOTAL LENGTH (m) | UNIT WEIGHT (Kg) | TOTAL WEIGHT (Kg) | TOTAL (Kg)
LIFT | Vertical (Y) | 12 | 3 | 5.173 | 0.1 | 52.73 | 0.27 | 172.4271 | 0.88889 | 153.2685 | 195.0741
| Horizontal (X) | 10 | 5.173 | 3 | 0.15 | 21 | 0.225 | 67.725 | 0.61728 | 41.8056
TERRACE FLOOR
ITEM | DES. | DIA OF BARS | BAR LENGTH | LENGTH OF THE WALL (m) | SPACING (m) | NO.OF BARS | LAP LENGTH (m) | TOTAL LENGTH (m) | UNIT WEIGHT (Kg) | TOTAL WEIGHT (Kg) | TOTAL (Kg)
LIFT | Vertical (Y) | 12 | 4 | 5.173 | 0.1 | 52.73 | 0.36 | 229.9028 | 0.88889 | 204.358 | 277.7943
| Horizontal (X) | 10 | 5.173 | 4 | 0.15 | 27.6667 | 0.3 | 118.9667 | 0.61728 | 73.4362
RC WALL REINFORCEMNT
1ST - 5TH FLOOR
ITEM | DES. | DIA OF BARS | BAR LENGTH | LENGTH OF THE WALL (m) | SPACING (m) | NO.OF BARS | LAP LENGTH (m) | TOTAL LENGTH (m) | UNIT WEIGHT (Kg) | TOTAL WEIGHT (Kg) | TOTAL (Kg)
RC WALL | Vertical (Y) | 10 | 1.5 | 2.07 | 0.1 | 21.7 | 0.1125 | 34.9912 | 0.61728 | 21.5995 | 32.5486
| Horizontal (X) | 10 | 2.07 | 1.5 | 0.15 | 11 | 0.1125 | 17.7375 | 0.61728 | 10.9491
TERRACE FLOOR
ITEM | DES. | DIA OF BARS | BAR LENGTH | LENGTH OF THE WALL (m) | SPACING (m) | NO.OF BARS | LAP LENGTH (m) | TOTAL LENGTH (m) | UNIT WEIGHT (Kg) | TOTAL WEIGHT (Kg) | TOTAL (Kg)
RC WALL-0.60M | Vertical (Y) | 10 | 0.9 | 15.75 | 0.1 | 158.5 | 0.0675 | 153.3487 | 0.61728 | 94.6597 | 98.8403
| Horizontal (X) | 10 | 15.75 | 0.9 | 0.15 | 7 | 0.0675 | 6.7725 | 0.61728 | 4.1806
RC WALL-1.20M | Vertical (Y) | 10 | 1.5 | 9.48 | 0.15 | 64.2 | 0.1125 | 103.5225 | 0.61728 | 63.9028 | 74.8519
| Horizontal (X) | 10 | 9.48 | 1.5 | 0.15 | 11 | 0.1125 | 17.7375 | 0.61728 | 10.9491
RF LVL-1.20M | Vertical (Y) | 10 | 1.5 | 19.418 | 0.15 | 130.4533 | 0.1125 | 210.356 | 0.61728 | 129.8494 | 140.7985
| Horizontal (X) | 10 | 19.418 | 1.5 | 0.15 | 11 | 0.1125 | 17.7375 | 0.61728 | 10.9491

## S (SL) (hidden)
RAFT SLAB
TYPE | AXIS | DIA OF BARS | BAR LENGTH | LENGTH OF SLAB | SPACING | NO OF BARS | ROUNDED NO OF BARS | NO OF REPEAT | BEND LENGTH | LAP LENGTH | TOTAL LENGTH | UNIT WEIGHT | TOTAL WEIGHT
Bottom | B1 | 12 | 19.86 | 7.1 | 0.15 | 48.3333 | 50 | 2 | 0.36 | 1.5888 | 2180.88 | 0.88889 | 1938.56
Bottom | B1 | 12 | 7.1 | 19.86 | 0.15 | 133.4 | 135 | 2 | 0.36 | 0.568 | 2167.56 | 0.88889 | 1926.72
[12 empty] | Total = | 3865.28 | 579.792 | 4445.072
GRADE SLAB
TYPE | AXIS | DIA OF BARS | BAR LENGTH | LENGTH OF SLAB | SPACING | NO OF BARS | ROUNDED NO OF BARS | NO OF REPEAT | BEND LENGTH | LAP LENGTH | TOTAL LENGTH | UNIT WEIGHT | TOTAL WEIGHT
Bottom | B1 | 6 | 19.859 | 7.1 | 0.25 | 29.4 | 31 | 1 | 0.18 | 0.79436 | 645.8342 | 0.22222 | 143.5187
Bottom | B1 | 6 | 7.1 | 19.86 | 0.25 | 80.44 | 82 | 1 | 0.18 | 0.284 | 620.248 | 0.22222 | 137.8329
[12 empty] | Total = | 281.3516
1ST - TERRACE FLOOR SLAB
TYPE | AXIS | DIA OF BARS | BAR LENGTH | WIDTH OF SLAB | SPACING | NO OF BARS | ROUNDED NO OF BARS | NO OF REPEAT | BEND LENGTH | LAP LENGTH | TOTAL LENGTH | UNIT WEIGHT | TOTAL WEIGHT
Bottom | B1 | 10 | 19.856 | 7.1 | 0.15 | 48.3333 | 50 | 1 | 0.3 | 1.3237 | 1073.9867 | 0.61728 | 662.9547
Bottom | B1 | 10 | 7.1 | 19.86 | 0.15 | 133.4 | 135 | 1 | 0.3 | 0.47333 | 1062.9 | 0.61728 | 656.1111
[12 empty] | Total = | 1319.0658
Top | T1 | 10 | 2 | 5.445 | 0.15 | 37.3 | 38 | 1 | 0.15 | 0 | 81.7 | 0.61728 | 50.4321
Top | T1 | 10 | 3.5 | 6.4 | 0.15 | 43.6667 | 45 | 1 | 0.15 | 0 | 164.25 | 0.61728 | 101.3889
Top | T1 | 10 | 3.5 | 7.12 | 0.15 | 48.4667 | 50 | 1 | 0.15 | 0 | 182.5 | 0.61728 | 112.6543
Top | T1 | 10 | 2 | 2.55 | 0.15 | 18 | 19 | 1 | 0.15 | 0 | 40.85 | 0.61728 | 25.216
Top | T1 | 10 | 6 | 5.203 | 0.15 | 35.6867 | 37 | 1 | 0.15 | 0 | 227.55 | 0.61728 | 140.463
Top | T2 | 10 | 2 | 5.5 | 0.15 | 37.6667 | 39 | 1 | 0.15 | 0 | 83.85 | 0.61728 | 51.7593
Top | T2 | 10 | 2 | 5.675 | 0.15 | 38.8333 | 40 | 1 | 0.15 | 0 | 86 | 0.61728 | 53.0864
Top | T2 | 10 | 1.5 | 4.185 | 0.15 | 28.9 | 31 | 1 | 0.15 | 0 | 51.15 | 0.61728 | 31.5741
Top | T2 | 10 | 3 | 4.185 | 0.15 | 28.9 | 31 | 1 | 0.15 | 0 | 97.65 | 0.61728 | 60.2778
Top | T2 | 10 | 2 | 4.2141 | 0.15 | 29.094 | 30 | 1 | 0.15 | 0 | 64.5 | 0.61728 | 39.8148
Top | T2 | 10 | 2 | 5.638 | 0.15 | 38.5867 | 40 | 1 | 0.15 | 0 | 86 | 0.61728 | 53.0864
Top | T2 | 10 | 2.2 | 5.6 | 0.15 | 38.3333 | 40 | 1 | 0.15 | 0 | 94 | 0.61728 | 58.0247
Top | T2 | 10 | 1 | 5.58 | 0.15 | 38.2 | 40 | 1 | 0.15 | 0 | 46 | 0.61728 | 28.3951
Top | T2 | 10 | 6.5 | 1.6 | 0.15 | 11.6667 | 40 | 1 | 0.15 | 0.43333 | 283.3333 | 0.61728 | 174.8971
Top | T2 | 10 | 4.2 | 2 | 0.15 | 14.3333 | 40 | 1 | 0.15 | 0 | 174 | 0.61728 | 107.4074
[12 empty] | Total = | 1088.4774
Distribution | T1 | 10 | 5.445 | 2 | 0.3 | 7.6667 | 8 | 1 | 0.15 | 0.363 | 47.664 | 0.61728 | 29.4222
Distribution | T1 | 10 | 6.4 | 3.5 | 0.3 | 12.6667 | 14 | 1 | 0.15 | 0.42667 | 97.6733 | 0.61728 | 60.2922
Distribution | T1 | 10 | 7.5 | 3.5 | 0.3 | 12.6667 | 14 | 1 | 0.15 | 0.5 | 114.1 | 0.61728 | 70.4321
Distribution | T1 | 10 | 8 | 2 | 0.3 | 7.6667 | 9 | 1 | 0.15 | 0.53333 | 78.15 | 0.61728 | 48.2407
Distribution | T2 | 10 | 15.664 | 2 | 0.3 | 7.6667 | 9 | 1 | 0.15 | 1.0443 | 151.7244 | 0.61728 | 93.657
Distribution | T2 | 10 | 15.961 | 2 | 0.3 | 7.6667 | 9 | 1 | 0.15 | 1.0641 | 154.5756 | 0.61728 | 95.417
Distribution | T2 | 10 | 4.184 | 3 | 0.3 | 11 | 12 | 1 | 0.15 | 0.27893 | 55.3552 | 0.61728 | 34.1699
Distribution | T2 | 10 | 5.579 | 2.2 | 0.3 | 8.3333 | 10 | 1 | 0.15 | 0.37193 | 61.0093 | 0.61728 | 37.6601
[12 empty] | Total = | 469.2913
Deduction:
Lift Void | B2 | 10 | 1.6 | 1.5 | 0.15 | 11 | 12 | 1 | 0.3 | 0 | 22.8 | 0.61728 | 14.0741
| B2 | 10 | 1.5 | 1.6 | 0.15 | 11.6667 | 13 | 1 | 0.3 | 0 | 23.4 | 0.61728 | 14.4444
Stair well (Big) | B2 | 10 | 2.75 | 1.95 | 0.15 | 14 | 15 | 1 | 0.3 | 0 | 45.75 | 0.61728 | 28.2407
| B2 | 10 | 1.95 | 2.75 | 0.15 | 19.3333 | 20 | 1 | 0.3 | 0 | 45 | 0.61728 | 27.7778
[12 empty] | Total = | 84.537
[10 empty] | Total Weight of Bars (Kg) = |  |  | 2876.8345
[9 empty] | Voids deduction (Kg) = |  |  |  | 84.537
[12 empty] | Total = | 2792.2974
ROOF SLAB
TYPE | AXIS | DIA OF BARS | BAR LENGTH | WIDTH OF SLAB | SPACING | NO OF BARS | ROUNDED NO OF BARS | NO OF REPEAT | BEND LENGTH | LAP LENGTH | TOTAL LENGTH | UNIT WEIGHT | TOTAL WEIGHT
Bottom | B1 | 10 | 6.793 | 11.801 | 0.15 | 79.6733 | 81 | 1 | 0.3 | 0.45287 | 611.2152 | 0.61728 | 377.2933
Bottom | B1 | 10 | 11.801 | 6.793 | 0.15 | 46.2867 | 47 | 1 | 0.3 | 0.78673 | 605.7235 | 0.61728 | 373.9034
Bottom | B1 | 10 | 4.41 | 3.953 | 0.15 | 27.3533 | 29 | 1 | 0.3 | 0.294 | 145.116 | 0.61728 | 89.5778
Bottom | B1 | 10 | 3.953 | 4.41 | 0.15 | 30.4 | 32 | 1 | 0.3 | 0.26353 | 144.5291 | 0.61728 | 89.2155
[12 empty] | Total = | 929.99
Top | T1 | 10 | 1.8 | 5.445 | 0.15 | 37.3 | 39 | 2 | 0.15 | 0 | 152.1 | 0.61728 | 93.8889
Top | T1 | 10 | 4 | 6.4 | 0.15 | 43.6667 | 45 | 2 | 0.15 | 0 | 373.5 | 0.61728 | 230.5556
Top | T1 | 10 | 2 | 7.33 | 0.15 | 49.8667 | 51 | 1 | 0.15 | 0 | 109.65 | 0.61728 | 67.6852
Top | T1 | 10 | 1 | 3.55 | 0.15 | 24.6667 | 26 | 1 | 0.15 | 0 | 29.9 | 0.61728 | 18.4568
Top | T1 | 10 | 2.5 | 3.55 | 0.15 | 24.6667 | 26 | 1 | 0.15 | 0 | 68.9 | 0.61728 | 42.5309
Top | T2 | 10 | 2 | 5.5 | 0.15 | 37.6667 | 39 | 1 | 0.15 | 0 | 83.85 | 0.61728 | 51.7593
Top | T2 | 10 | 1.2 | 5.65 | 0.15 | 38.6667 | 39 | 1 | 0.15 | 0 | 52.65 | 0.61728 | 32.5
Top | T2 | 10 | 2 | 5.675 | 0.15 | 38.8333 | 40 | 1 | 0.15 | 0 | 86 | 0.61728 | 53.0864
Top | T2 | 10 | 1.2 | 5.725 | 0.15 | 39.1667 | 40 | 1 | 0.15 | 0 | 54 | 0.61728 | 33.3333
Top | T2 | 10 | 2.4 | 5.65 | 0.15 | 38.6667 | 40 | 1 | 0.15 | 0 | 102 | 0.61728 | 62.963
Top | T2 | 10 | 1.5 | 2.75 | 0.15 | 19.3333 | 21 | 2 | 0.15 | 0 | 69.3 | 0.61728 | 42.7778
[12 empty] | Total = | 729.537
Distribution | T1 | 10 | 5.445 | 1.8 | 0.3 | 7 | 8 | 1 | 0.15 | 0.363 | 47.664 | 0.61728 | 29.4222
Distribution | T1 | 10 | 6.407 | 4 | 0.3 | 14.3333 | 16 | 1 | 0.15 | 0.42713 | 111.7461 | 0.61728 | 68.9791
Distribution | T1 | 10 | 7.53 | 2 | 0.3 | 7.6667 | 9 | 1 | 0.15 | 0.502 | 73.638 | 0.61728 | 45.4556
Distribution | T1 | 10 | 3.55 | 1 | 0.3 | 4.3333 | 5 | 2 | 0.15 | 0.23667 | 39.3667 | 0.61728 | 24.3004
Distribution | T1 | 10 | 11.4 | 1.5 | 0.3 | 6 | 7 | 1 | 0.15 | 0.76 | 86.17 | 0.61728 | 53.1914
Distribution | T1 | 10 | 11.65 | 1.5 | 0.3 | 6 | 7 | 1 | 0.15 | 0.77667 | 88.0367 | 0.61728 | 54.3436
Distribution | T1 | 10 | 5.65 | 2.4 | 0.3 | 9 | 10 | 1 | 0.15 | 0.37667 | 61.7667 | 0.61728 | 38.1276
Distribution | T1 | 10 | 11.65 | 1.5 | 0.3 | 6 | 7 | 1 | 0.15 | 0.77667 | 88.0367 | 0.61728 | 54.3436
Distribution | T1 | 10 | 5.65 | 2.4 | 0.3 | 9 | 10 | 1 | 0.15 | 0.37667 | 61.7667 | 0.61728 | 38.1276
[12 empty] | Total = | 406.291
Deduction:
[12 empty] | Total = | 0
[10 empty] | Total Weight of Bars (Kg) = |  |  | 2065.818
[9 empty] | Voids deduction (Kg) = |  |  |  | 0
[12 empty] | Total = | 2065.818